## FinalCalculator
| Metered Units (average, input parameter) |  | Cooling EFLH (for TRM Algorithm) | [5 empty] | temp | Metered Average kW | Nameplate Metered COP Max | Nameplate Metered COP Min | Actual Observed COP | Bin Hours | kWh | ccHPs per home | MBTUs Metered (ccHP) | ccHP Btu Rate | House Heat load | House Heat total MMBtus required | Contribution from other heat source | Rate of Other heat (btu) | Baseline COP (Max) | Baseline COP (Min) | Baseline COP (Final) | Baseline kWh Consumption | kWh Savings (baseline mini-split) | ER kWh |  | Temp | Btu |  | ccHP | # ccHPs
Nameplate HSPF | 11.9091 |  | 239.8074 | [5 empty] | -15 | 0.94639 | 1.8068 | 1.3598 | 1.3075 | 2 | 1.8928 | 1 | 8.4438 | 4.2219 | 46 | 92 | 83.5562 | 41.7781 |  |  |  |  | -1.8928 | 2.4747 | Peak | -15 | 46 |  | 21833.6027 | 1
SEER | 23.6857 | [7 empty] | -13 | 0.88748 | 1.8361 | 1.5081 | 1.4627 | 1 | 0.88748 | 1 | 4.4291 | 4.4291 | 44.7895 | 44.7895 | 40.3604 | 40.3604 |  |  |  |  | -0.88748 | 1.2981 | No load | 61 | 0
EER | 13.7701 | [7 empty] | -11 | 0.8498 | 1.8663 | 1.6533 | 1.7062 | 1 | 0.8498 | 1 | 4.9472 | 4.9472 | 43.5789 | 43.5789 | 38.6317 | 38.6317 |  |  |  |  | -0.8498 | 1.4499 |  |  |  | 91924.9474
Rated Cooling capacity: | 14392 | [7 empty] | -9 | 0.81341 | 1.8976 | 1.7953 | 1.8173 | 4 | 3.2537 | 1 | 20.1745 | 5.0436 | 42.3684 | 169.4737 | 149.2992 | 37.3248 |  |  |  |  | -3.2537 | 5.9128 |  | -0.60526 | 36.9211
47deg Heating Cap | 17387.5584 | [7 empty] | -7 | 0.80303 | 1.9299 | 1.9343 | 1.93 | 3 | 2.4091 | 1 | 15.8644 | 5.2881 | 41.1579 | 123.4737 | 107.6093 | 35.8698 |  |  |  |  | -2.4091 | 4.6496
17deg Rated Cap | 10427.4805 | [7 empty] | -5 | 0.80572 | 1.9632 | 2.07 | 2.0522 | 8 | 6.4457 | 1 | 45.1347 | 5.6418 | 39.9474 | 319.5789 | 274.4443 | 34.3055 |  |  |  |  | -6.4457 | 13.2282
5deg Max | 16115.7532 | [7 empty] | -3 | 0.83228 | 1.9975 | 2.2026 | 2.1169 | 13 | 10.8196 | 1 | 78.147 | 6.0113 | 38.7368 | 503.5789 | 425.4319 | 32.7255 |  |  |  |  | -10.8196 | 22.9036
[9 empty] | -1 | 0.77377 | 2.0329 | 2.3321 | 2.204 | 17 | 13.154 | 1 | 98.9203 | 5.8188 | 37.5263 | 637.9474 | 539.027 | 31.7075 |  |  |  |  | -13.154 | 28.9919
Meter Data Analysis Results (8760 Model) | [8 empty] | 1 | 0.79804 | 2.0693 | 2.4584 | 2.2891 | 32 | 25.5373 | 1 | 199.4525 | 6.2329 | 36.3158 | 1162.1053 | 962.6527 | 30.0829 |  |  |  |  | -25.5373 | 58.4562
MBTU (season) | 21.8336 | [7 empty] | 3 | 0.73108 | 2.1067 | 2.5816 | 2.2496 | 39 | 28.5121 | 1 | 218.8504 | 5.6115 | 35.1053 | 1369.1053 | 1150.2548 | 29.4937 |  |  |  |  | -28.5121 | 64.1414
EFLH (use 5°F max capacity) | 1354.7988 |  | TRM Equation (ccHP heating kWh consumption) | [5 empty] | 5 | 0.67372 | 2.1451 | 2.7017 | 2.3844 | 17 | 11.4533 | 1 | 93.1771 | 5.481 | 33.8947 | 576.2105 | 483.0334 | 28.4137 | 1.03 | 1.07 | 1.0472 | 26.0779 | 14.6246 | 27.3086
kWh: | 2071.3719 |  | 2071.3719 | [5 empty] | 7 | 0.69034 | 2.1845 | 2.8186 | 2.48 | 59 | 40.7301 | 1 | 344.6519 | 5.8416 | 32.6842 | 1928.3684 | 1583.7165 | 26.8427 | 1.075 | 1.175 | 1.1216 | 90.0597 | 49.3297 | 101.0117
Actual HSPF | 10.5406 | [7 empty] | 9 | 0.66391 | 2.225 | 2.9323 | 2.5577 | 171 | 113.5282 | 1 | 990.7609 | 5.7939 | 31.4737 | 5382 | 4391.2391 | 25.6798 | 1.12 | 1.28 | 1.1953 | 242.9366 | 129.4084 | 290.3754
HSPF Adjustment | 88.51% | [7 empty] | 11 | 0.62344 | 2.2664 | 3.0429 | 2.6319 | 128 | 79.8 | 1 | 716.6051 | 5.5985 | 30.2632 | 3873.6842 | 3157.0791 | 24.6647 | 1.2162 | 1.424 | 1.314 | 159.8337 | 80.0337 | 210.0249
[9 empty] | 13 | 0.59608 | 2.3089 | 3.1504 | 2.6974 | 84 | 50.0705 | 1 | 460.8286 | 5.4861 | 29.0526 | 2440.4211 | 1979.5924 | 23.5666 | 1.321 | 1.5746 | 1.438 | 93.92 | 43.8494 | 135.0611
Baseline Low-Efficiency Ductless Mini-Split | [8 empty] | 15 | 0.57876 | 2.3524 | 3.2548 | 2.7696 | 170 | 98.39 | 1 | 929.7832 | 5.4693 | 27.8421 | 4733.1579 | 3803.3747 | 22.3728 | 1.4257 | 1.7251 | 1.5641 | 174.2197 | 75.8297 | 272.5039
HSPF: | 8.6 | [7 empty] | 17 | 0.55728 | 2.3969 | 3.3559 | 2.8662 | 173 | 96.4099 | 1 | 942.8459 | 5.45 | 26.6316 | 4607.2632 | 3664.4172 | 21.1816 | 1.5305 | 1.8756 | 1.6994 | 162.6087 | 66.1988 | 276.3323
MBTU (season) | 21.1392 | [7 empty] | 19 | 0.5429 | 2.4425 | 3.454 | 2.9438 | 186 | 100.9802 | 1 | 1014.2636 | 5.453 | 25.4211 | 4728.3158 | 3714.0521 | 19.968 | 1.6352 | 2.0262 | 1.829 | 162.5309 | 61.5507 | 297.2637
EFLH (use 5°F max capacity) | 1311.7127 |  | TRM Equation (Baseline DHP heating kWh Consumption): | [5 empty] | 21 | 0.52712 | 2.489 | 3.5489 | 3.0223 | 268 | 141.2686 | 1 | 1456.7646 | 5.4357 | 24.2105 | 6488.4211 | 5031.6565 | 18.7748 | 1.7399 | 2.1767 | 1.9597 | 217.8671 | 76.5985 | 426.9533
kWh: | 2899.9049 |  | 2899.9049 | [5 empty] | 23 | 0.48945 | 2.5366 | 3.6406 | 3.0593 | 117 | 57.2662 | 1 | 597.7598 | 5.1091 | 23 | 2691 | 2093.2402 | 17.8909 | 1.8447 | 2.3272 | 2.0731 | 84.5062 | 27.24 | 175.1934
Actual HSPF | 7.2896 | [7 empty] | 25 | 0.4777 | 2.5852 | 3.7293 | 3.0939 | 220 | 105.0942 | 1 | 1109.425 | 5.0428 | 21.7895 | 4793.6842 | 3684.2592 | 16.7466 | 1.9494 | 2.4778 | 2.1844 | 148.8545 | 43.7603 | 325.1539
HSPF Adjustment | 84.76% | [7 empty] | 27 | 0.44754 | 2.6348 | 3.8147 | 3.1144 | 471 | 210.7933 | 1 | 2239.9292 | 4.7557 | 20.5789 | 9692.6842 | 7452.755 | 15.8233 | 2.0542 | 2.6283 | 2.2875 | 286.9856 | 76.1923 | 656.4857
[9 empty] | 29 | 0.43146 | 2.6855 | 3.8971 | 3.074 | 235 | 101.3925 | 1 | 1063.4492 | 4.5253 | 19.3684 | 4551.5789 | 3488.1298 | 14.8431 | 2.1465 | 2.5599 | 2.2791 | 136.7576 | 35.3651 | 311.6791
[9 empty] | 31 | 0.40189 | 2.7371 | 3.9763 | 3.0755 | 157 | 63.096 | 1 | 662.1107 | 4.2173 | 18.1579 | 2850.7895 | 2188.6788 | 13.9406 | 2.2818 | 2.6739 | 2.3889 | 81.2312 | 18.1351 | 194.0535
Heating Savings (For Homes in Metering Study) | [8 empty] | 33 | 0.38682 | 2.7898 | 4.0523 | 3.1252 | 300 | 116.0456 | 1 | 1237.415 | 4.1247 | 16.9474 | 5084.2105 | 3846.7955 | 12.8227 | 2.4172 | 2.7879 | 2.5157 | 144.1634 | 28.1178 | 362.6656
Heating Alternatives | Proportional Use (VT Residential) | Heat Content | Units | Efficiency | Total Offset | Total Saved | Units |  | 35 | 0.36598 | 2.8435 | 4.1252 | 3.1983 | 280 | 102.4747 | 1 | 1118.2822 | 3.9939 | 15.7368 | 4406.3158 | 3288.0336 | 11.743 | 2.5525 | 2.9019 | 2.6492 | 123.7149 | 21.2402 | 327.7498
Electric Resistance | 7% | 3.412 | kBtu/kWh | 100% | 447.9344 | -1623.4375 | kWh |  | 37 | 0.34977 | 2.8982 | 4.195 | 3.3551 | 286 | 100.0334 | 1 | 1145.1396 | 4.004 | 14.5263 | 4154.5263 | 3009.3867 | 10.5223 | 2.6878 | 3.0159 | 2.8034 | 119.7184 | 19.685 | 335.6212
Propane | 25% | 91.2 | kBtu/gallon | 85% | 70.4128 | 70.4128 | Gal Propane |  | 39 | 0.32818 | 2.9539 | 4.2616 | 3.4954 | 248 | 81.389 | 1 | 970.6627 | 3.914 | 13.3158 | 3302.3158 | 2331.6531 | 9.4018 | 2.8232 | 3.1299 | 2.9502 | 96.4299 | 15.0409 | 284.485
Gallons #2 Fuel Oil | 46% | 138.8 | kBtu/gallon | 78% | 92.7682 | 92.7682 | Gal #2 Oil |  | 41 | 0.30423 | 3.0107 | 4.325 | 3.629 | 137 | 41.6795 | 1 | 516.0842 | 3.767 | 12.1053 | 1658.4211 | 1142.3369 | 8.3382 | 2.9585 | 3.2439 | 3.0928 | 48.9063 | 7.2268 | 151.2556
Cords Wood | 22% | 15300 | kBtu/cord | 60% | 0.52325 | 0.52325 | Cords Wood |  | 43 | 0.27727 | 3.0684 | 4.3854 | 3.737 | 220 | 61.0004 | 1 | 777.8004 | 3.5355 | 10.8947 | 2396.8421 | 1619.0417 | 7.3593 | 3.0938 | 3.3579 | 3.2279 | 70.6219 | 9.6215 | 227.9602
[9 empty] | 45 | 0.25765 | 3.1272 | 4.4426 | 3.8226 | 386 | 99.4516 | 1 | 1297.1014 | 3.3604 | 9.6842 | 3738.1053 | 2441.0038 | 6.3238 | 3.2292 | 3.4719 | 3.3575 | 113.2273 | 13.7757 | 380.1587
Heating Energy Savings (Based on Low Efficiency Ductless Mini-Split Alternative) | [8 empty] | 47 | 0.22662 | 3.187 | 4.4966 | 3.9191 | 157 | 35.5796 | 1 | 475.7728 | 3.0304 | 8.4737 | 1330.3684 | 854.5957 | 5.4433 | 3.3645 | 3.5859 | 3.4883 | 39.9742 | 4.3947 | 139.441
Heating Alternatives | Total Offset | Total Saved | Units | [5 empty] | 49 | 0.20208 | 3.2478 | 4.5475 | 4.007 | 79 | 15.9643 | 1 | 218.2627 | 2.7628 | 7.2632 | 573.7895 | 355.5268 | 4.5003 | 3.4998 | 3.6999 | 3.6167 | 17.6872 | 1.7229 | 63.9691
Electric Resistance | 433.689 | -2480.4615 | kWh | [5 empty] | 51 | 0.1813 | 3.3097 | 4.5953 | 4.0633 | 99 | 17.9483 | 1 | 248.836 | 2.5135 | 6.0526 | 599.2105 | 350.3745 | 3.5391 | 3.6352 | 3.8139 | 3.7399 | 19.5002 | 1.5519 | 72.9297
Propane | 68.1735 | 68.1735 | Gal Propane | [5 empty] | 53 | 0.15585 | 3.3725 | 4.6399 | 4.1269 | 92 | 14.3378 | 1 | 201.8896 | 2.1945 | 4.8421 | 445.4737 | 243.5841 | 2.6477 | 3.7705 | 3.9279 | 3.8642 | 15.3125 | 0.97469 | 59.1705
Gallons #2 Fuel Oil | 89.8179 | 89.8179 | Gal #2 Oil | [5 empty] | 55 | 0.14495 | 3.4364 | 4.6814 | 4.1851 | 76 | 11.0159 | 1 | 157.3034 | 2.0698 | 3.6316 | 276 | 118.6966 | 1.5618 | 3.9058 | 4.0419 | 3.9877 | 11.5614 | 0.54546 | 46.103
Cords Wood | 0.5066 | 0.5066 | Cords Wood | [5 empty] | 57 | 0.12362 | 3.5013 | 4.7197 | 4.2531 | 56 | 6.9229 | 1 | 100.4619 | 1.794 | 2.4211 | 135.5789 | 35.117 | 0.62709 | 4.0412 | 4.1559 | 4.112 | 7.1605 | 0.23757 | 29.4437
[9 empty] | 59 | 0.10129 | 3.5672 | 4.7549 | 4.3182 | 17 | 1.7219 | 1 | 25.3705 | 1.2105 | 1.2105 | 20.5789 | 0 | 0 | 4.1765 | 4.2699 | 4.2356 | 1.7555 | 0.0336 | 7.4357
Peak Demand Period | # Hours | kBTU ccHP | kBTU Baseline DHP | Δ kBTU | kWh ccHP | kWh Baseline DHP | kWh Electric Resistance | kWh Saved | 61 | 0.050645 | 3.6341 | 4.7869 | 4.3818 | 35 | 1.7726 | 1 | 26.5014 | 0 | 0 | 0 | 0 | 0 | 4.3118 | 4.3839 | 4.3586 | 1.782 | 0.0094544 | 7.7671
Winter On-Peak = Oct-May, 7am-11pm, M-F | 2800 | 10055.058 | 9750.704 | 304.354 | 954.3958 | 1282.0414 | 89.2011 | 416.8467
Winter Off-Peak = Oct-May, 11pm-7am, M-F and all day weekends | 3032 | 11765.8353 | 11337.5392 | 428.2961 | 1134.2614 | 1573.2566 | 125.5264 | 564.5215
Winter = Dec-Jan, 5pm-7pm, M-F, non-holidays | 82 | 411.8831 | 388.7351 | 23.1479 | 41.3089 | 59.5347 | 6.7843 | 25.0101
| Ductless Mini-Split Baseline |  | Electric Resistance Baseline | Fossil Fuel Baseline
Peak Demand Period | kW Saved (w/ additional Electric Resistance) | kW Saved (w/ Fuel back-up) | kW Saved | kW Saved (load building)
Winter On-Peak = Oct-May, 7am-11pm, M-F | 0.14887 | 0.11702 | 0.67978 | -0.34086
Winter Off-Peak = Oct-May, 11pm-7am, M-F and all day weekends | 0.18619 | 0.14479 | 0.72183 | -0.3741
Winter = Dec-Jan, 5pm-7pm, M-F, non-holidays | 0.305 | 0.22227 | 0.88564 | -0.50377
Cooling
| Efficiency (SEER) | kWh Consumption | kWh Savings | EFLH |  | Cooling Baseline Proportions | Proportion (Surveys)
ccHP | 23.6857 | 145.7127 |  |  |  | None (Cooling usage is due to program) | 20% | -29.1425
Window AC | 8 | 431.4135 | 285.7009 | 239.8074 |  | Window AC Replaced | 15% | 42.8551
Low-Efficiency Ductless Mini-split | 14.5 | 238.0213 | 92.3086 | 239.8074 |  | Low-Efficiency Ductless Mini-Split | 65% | 60.0006
[7 empty] | Weighted kWh Saved: | 73.7132
Peak Demand Period | # Hours | kWh Consumption (ccHP) | kW (ccHP) | kW Savings (Window AC Baseline) | kW Savings (DHP Baseline)
Summer On-Peak = Jun-Sept, 7am-11pm, M-F | 1376 | 75.1311 | 0.054601 | 0.10706 | 0.03459
Summer Off-Peak = Jun-Sept, 11pm-7am, M-F, and all day weekends | 1552 | 61.5828 | 0.03968 | 0.0778 | 0.025137
Summer = Jun-Aug 1pm-5pm, M-F, non-holidays | 260 | 18.7049 | 0.071942 | 0.14106 | 0.045575

## Assumptions
Baseline Mini-split efficiency values |  |  |  | temp | Nameplate Metered COP Max | Nameplate Metered COP Min | Actual Observed COP | Metered Average kW | Aggregate metered avg power (Average of all units including 0's (not operating) |  |  |  |  | Metered Units
temp | COP - high | COP low | HSPF | -17 | 1.7786 | 1.2083 | 1.1722 | 0.92582 |  | Temp | Avg kW | Temp | kW (meter data) | Quantity Metered | Manufacturer | Outdoor Model | Type | HSPF | SEER | EER | Rated (47) Cap | Rated COP (47) | Rated (17) Cap | Rated COP (17) | Max Cap (5) | COP (5)
47 | 3.33 | 3.41 | 8.6 | -15 | 1.8068 | 1.3598 | 1.3075 | 0.90443 | m | -18 | #N/A | 62 | 0.03128 | 2 | Daikin | RXS24LVJU | Single-zone | 10.6 | 20 | 12.5 | 25400 | 3.37 | 13781 | 2.63 | 14028 | 2.26
32 | 2.4185 | 3.0827 |  | -13 | 1.8361 | 1.5081 | 1.4627 | 0.88303 | -0.010696 | -17 | #N/A | 64 | 0.035165 | 3 | Daikin | RXS12LVJU | Single-zone | 12.5 | 23 | 12.8 | 14400 | 4.35 | 7816 | 3.4 | 8051 | 2.81
17 | 1.3 | 1.7 |  | -11 | 1.8663 | 1.6533 | 1.7062 | 0.86164 |  | -16 | #N/A | 66 | 0.039288 | 9 | Daikin | RXS18LVJU | Single-zone | 11 | 20.3 | 12.7 | 21600 | 3.935 | 11725 | 2.89 | 11924 | 2.49
5 | 1.03 | 1.07 |  | -9 | 1.8976 | 1.7953 | 1.8173 | 0.84025 | b | -15 | #N/A | 68 | 0.041607 | 1 | Daikin | RXL09QMVJU | Single-zone | 12.5 | 20 | 12.5 | 10942 | 4.21 | 7121 | 3.14 | 10918 | 1.97
|  |  |  | -7 | 1.9299 | 1.9343 | 1.93 | 0.81886 | 0.74399 | -14 | #N/A | 70 | 0.048208 | 2 | Daikin | 3MXS24NMVJU | Multi-zone | 12.5 | 17.9 | 12.7 | 24000 | 4.82 | 16230 | 3.69 | 18930 | 2.26
Average of manufacturer's Data for Metered Units |  |  |  | -5 | 1.9632 | 2.07 | 2.0522 | 0.79747 |  | -13 | 0.95881 | 72 | 0.053628 | 2 | Fujitsu | AOU15RLS3H | Single-zone | 13.3 | 25.3 | 13.9 | 18000 | 4.59 | 11200 | 3.06 | 20500 | 2.07
Temp | COP Min | COP Max |  | -3 | 1.9975 | 2.2026 | 2.1169 | 0.77608 |  | -12 | 0.86441 | 74 | 0.064074 | 10 | Fujitsu | AOU15RLS2H | Single-zone | 12 | 25 | 13.8 | 16000 | 3.91 | 10200 | 2.72 | 16500 | 2.34
47 | 4.4983 | 3.1877 |  | -1 | 2.0329 | 2.3321 | 2.204 | 0.75468 |  | -11 | 0.83269 | 76 | 0.064194 | 5 | Fujitsu | AOU12RLS2 | Single-zone | 12 | 25 | 13.8 | 16000 | 3.91 | 10200 | 2.72 | 16500 | 2.34
17 | 3.3429 | 2.3918 |  | 1 | 2.0693 | 2.4584 | 2.2891 | 0.73329 |  | -10 | 0.8542 | 78 | 0.079601 | 1 | Fujitsu | AOU15RLS2 | Single-zone | 12 | 25 | 13.8 | 16000 | 3.91 | 10200 | 2.72 | 16500 | 2.34
5 | 2.7203 | 2.1525 |  | 3 | 2.1067 | 2.5816 | 2.2496 | 0.7119 |  | -9 | 0.81251 | 80 | 0.089011 | 1 | Fujitsu | AOU15RLFFH | Single-zone | 11 | 20.3 | 12.5 | 18000 | 3.68 | 11600 | 2.62 | 18500 | 1.77
-7 | 1.927 | 1.927 |  | 5 | 2.1451 | 2.7017 | 2.3844 | 0.69051 |  | -8 | 0.82838 | 82 | 0.11447 | 2 | Fujitsu | AOU12RLFFH | Single-zone | 11 | 20.3 | 12.5 | 18000 | 3.68 | 11600 | 2.62 | 18500 | 1.77
|  |  |  | 7 | 2.1845 | 2.8186 | 2.48 | 0.66912 |  | -7 | 0.78983 | 84 | 0.13038 | 3 | Fujitsu | AOU9RLS2 | Single-zone | 12.5 | 27.2 | 16.1 | 12000 | 4.4 | 9400 | 2.54 | 15000 | 2.18
a | b | c |  | 9 | 2.225 | 2.9323 | 2.5577 | 0.64773 |  | -6 | 0.73238 | 86 | 0.13299 | 5 | Fujitsu | AOU9RLS3 | Single-zone | 14.2 | 33 | 18 | 12000 | 5.33 | 7000 | 3.46 | 15000 | 2.09
-0.00039287 | 0.063166 | 2.3957 |  | 11 | 2.2664 | 3.0429 | 2.6319 | 0.62633 |  | -5 | 0.74938 | 88 | 0.18312 | 1 | Fujitsu | AOU12RLS3H | Single-zone | 13.8 | 29.3 | 15.2 | 16000 | 4.64 | 9600 | 3.18 | 16500 | 2.15
0.00012733 | 0.018187 | 2.051 |  | 13 | 2.3089 | 3.1504 | 2.6974 | 0.60494 |  | -4 | 0.82261 | 90 | 0.21242 | 1 | Fujitsu | AOU24RLXFZH | Multi-zone | 10.3 | 20 | 13.3 | 25000 | 4.04 | 15400 | 2.6 | 25500 | 2.09
|  |  |  | 15 | 2.3524 | 3.2548 | 2.7696 | 0.58355 |  | -3 | 0.65184 | 92 | 0.24857 | 7 | Mitsubishi | MUZ-FE18NA | Single-zone | 10.3 | 20.2 | 14.2 | 21600 | 4.11 | 11700 | 2.76 | 21830 | 2.03
|  |  |  | 17 | 2.3969 | 3.3559 | 2.8662 | 0.56216 |  | -2 | 0.69313 | 94 | #DIV/0! | 7 | Mitsubishi | MUZ-FH15NA | Single-zone | 12 | 22 | 12.5 | 18000 | 4.06 | 11000 | 3.16 | 18000 | 1.79
|  |  |  | 19 | 2.4425 | 3.454 | 2.9438 | 0.54077 |  | -1 | 0.70871 | 96 | #DIV/0! | 4 | Mitsubishi | MUZ-FE12NA | Single-zone | 11.5 | 24.55 | 13.35 | 13600 | 4.2 | 8150 | 3.15 | 13600 | 2.335
|  |  |  | 21 | 2.489 | 3.5489 | 3.0223 | 0.51937 |  | 0 | 0.6824 | 98 | #DIV/0! | 8 | Mitsubishi | MUZ-FH12NA | Single-zone | 12.5 | 26.1 | 13.8 | 13600 | 4.2 | 8000 | 3.26 | 13600 | 2.21
|  |  |  | 23 | 2.5366 | 3.6406 | 3.0593 | 0.49798 |  | 1 | 0.70047 | 100 | #DIV/0! | 1 | Mitsubishi | MUZ-FH09NA | Single-zone | 13.5 | 30.5 | 16.1 | 10900 | 4.5 | 6700 | 3.27 | 10900 | 2.32
|  |  |  | 25 | 2.5852 | 3.7293 | 3.0939 | 0.47659 |  | 2 | 0.76035 | 102 | #DIV/0! | 2 | Mitsubishi | MXZ-3C30NAHZ | Multi-zone | 11 | 18 | 12.5 | 28600 | 4 | 18000 | 2.65 | 28600 | 1.75
|  |  |  | 27 | 2.6348 | 3.8147 | 3.1144 | 0.4552 |  | 3 | 0.79834
|  |  |  | 29 | 2.6855 | 3.8971 | 3.074 | 0.43381 |  | 4 | 0.78374 | [6 empty] | HSPF | SEER | EER | 47Cap | 47COP | 17Cap | 17COP | 5Cap | 5COP
|  |  |  | 31 | 2.7371 | 3.9763 | 3.0755 | 0.41242 |  | 5 | 0.7165 | [6 empty] | 11.9091 | 23.6857 | 13.7701 | 17387.5584 | 4.1618 | 10427.4805 | 2.9725 | 16115.7532 | 2.2019
|  |  |  | 33 | 2.7898 | 4.0523 | 3.1252 | 0.39102 |  | 6 | 0.69847
|  |  |  | 35 | 2.8435 | 4.1252 | 3.1983 | 0.36963 |  | 7 | 0.68845
|  |  |  | 37 | 2.8982 | 4.195 | 3.3551 | 0.34824 |  | 8 | 0.69143
|  |  |  | 39 | 2.9539 | 4.2616 | 3.4954 | 0.32685 |  | 9 | 0.67591
|  |  |  | 41 | 3.0107 | 4.325 | 3.629 | 0.30546 |  | 10 | 0.67466
|  |  |  | 43 | 3.0684 | 4.3854 | 3.737 | 0.28407 |  | 11 | 0.63577
|  |  |  | 45 | 3.1272 | 4.4426 | 3.8226 | 0.26267 |  | 12 | 0.64362
|  |  |  | 47 | 3.187 | 4.4966 | 3.9191 | 0.24128 |  | 13 | 0.62539
|  |  |  | 49 | 3.2478 | 4.5475 | 4.007 | 0.21989 |  | 14 | 0.63352
|  |  |  | 51 | 3.3097 | 4.5953 | 4.0633 | 0.1985 |  | 15 | 0.6254
|  |  |  | 53 | 3.3725 | 4.6399 | 4.1269 | 0.17711 |  | 16 | 0.60028
|  |  |  | 55 | 3.4364 | 4.6814 | 4.1851 | 0.15571 |  | 17 | 0.56554
|  |  |  | 57 | 3.5013 | 4.7197 | 4.2531 | 0.13432 |  | 18 | 0.56506
|  |  |  | 59 | 3.5672 | 4.7549 | 4.3182 | 0.11293 |  | 19 | 0.57202
|  |  |  | 61 | 3.6341 | 4.7869 | 4.3818 | 0.09154 |  | 20 | 0.54285
[10 empty] | 21 | 0.51324
[10 empty] | 22 | 0.5058
[10 empty] | 23 | 0.49397
[10 empty] | 24 | 0.48914
[10 empty] | 25 | 0.48515
[10 empty] | 26 | 0.51757
[10 empty] | 27 | 0.46102
[10 empty] | 28 | 0.44207
[10 empty] | 29 | 0.42119
[10 empty] | 30 | 0.40842
[10 empty] | 31 | 0.39896
[10 empty] | 32 | 0.3889
[10 empty] | 33 | 0.38482
[10 empty] | 34 | 0.38709
[10 empty] | 35 | 0.36329
[10 empty] | 36 | 0.36412
[10 empty] | 37 | 0.34769
[10 empty] | 38 | 0.32436
[10 empty] | 39 | 0.30408
[10 empty] | 40 | 0.30022
[10 empty] | 41 | 0.28922
[10 empty] | 42 | 0.27502
[10 empty] | 43 | 0.25142
[10 empty] | 44 | 0.24946
[10 empty] | 51 | 0.24619
[10 empty] | 46 | 0.22765
[10 empty] | 47 | 0.21504
[10 empty] | 48 | 0.22148
[10 empty] | 49 | 0.21466
[10 empty] | 50 | 0.20985
[10 empty] | 51 | 0.19805
[10 empty] | 52 | 0.18612
[10 empty] | 53 | 0.18429
[10 empty] | 54 | 0.17365
[10 empty] | 55 | 0.15337
[10 empty] | 56 | 0.14232
[10 empty] | 57 | 0.11466
[10 empty] | 58 | 0.11849
[10 empty] | 59 | 0.11768
[10 empty] | 60 | 0.10087
[10 empty] | 61 | 0.098505
[10 empty] | 62 | 0.094955
[10 empty] | 63 | 0.070235

## ccHP_Unit_Review
temp | Avg % Load (based on Published Max Power) | Avg btu | Manufacturer's Max Capacity | Metered Average kW | Actual Observed COP | Nameplate Metered COP Min | Nameplate Metered COP Max | Bin Hours (Input Variable) | kWh | Metered CF | Avg load factor of all ccHPs metered | Test Unit COP (Min) | Test Unit COP (Max) | Final Weighted COP for test unit | COP simple method | kBTUs Metered | EFLH Metered Units (Variable max capacity) | kBTUs Test Unit | kWh Consumption Test Unit (Simple HSPF Ratio Method) | kWh Consumption Test Unit (Modeled COP Method) |  | Enter Row # from product list tab to select ccHP |  |  | Additional Nameplate info (metered units)
-15 | 51.77% | 1712.411 | 5920.1535 | 0.94639 | 1.3075 | 1.3598 | 1.7786 | 2 | 1.8928 | 76.34% | 67.82% | 1.0643 | 1.8994 | 0.95995 | 1.3723 | 8.4438 | 1.4263 | 4.2183 | 0.90088 | 1.2879 |  | 253 | HSPF (metered units) | 11.9091 | SEER | 23.6857
-13 | 53.99% | 2266.3439 | 6032.3873 | 0.88748 | 1.4627 | 1.5081 | 1.8068 | 1 | 0.88748 | 76.34% | 70.72% | 1.3284 | 1.9852 | 1.2285 | 1.5353 | 4.4291 | 0.73422 | 2.2127 | 0.4224 | 0.52786 |  |  | Actual metered HSPF | 10.5406 | EER | 13.7701
-11 | 55.59% | 2534.493 | 6163.465 | 0.8498 | 1.7062 | 1.6533 | 1.8361 | 1 | 0.8498 | 76.44% | 72.72% | 1.5926 | 2.071 | 1.7311 | 1.7909 | 4.9472 | 0.80267 | 2.4715 | 0.40447 | 0.41843 |  | RXS12LVJU | Nameplate HSPF (Test ccHP) | 12.5 | AHRI Cooling cap: | 14392
-9 | 53.96% | 3106.0201 | 6313.3866 | 0.81341 | 1.8173 | 1.7953 | 1.8663 | 4 | 3.2537 | 74.17% | 72.75% | 1.8568 | 2.1568 | 1.9495 | 1.9075 | 20.1745 | 3.1955 | 10.0786 | 1.5486 | 1.5152 |  |  | Modeled HSPF (Complex method) | 15.3374 | 5 deg capacity | 16115.7532
-7 | 63.51% | 3319.0071 | 6482.1521 | 0.80303 | 1.93 | 1.9343 | 1.8976 | 3 | 2.4091 | 71.78% | 88.49% | 2.1209 | 2.2426 | 2.2286 | 2.0258 | 15.8644 | 2.4474 | 7.9254 | 1.1466 | 1.0423 |  |  | Modeled HSPF (Simple method) | 11.0637
-5 | 53.43% | 3170.5924 | 6669.7615 | 0.80572 | 2.0522 | 2.07 | 1.9299 | 8 | 6.4457 | 73.39% | 72.8% | 2.3851 | 2.3284 | 2.3356 | 2.1541 | 45.1347 | 6.7671 | 22.5481 | 3.0679 | 2.8294 | [6 empty] | Metered ccHP |  | Test ccHP
-3 | 59.32% | 4626.3077 | 6876.2148 | 0.83228 | 2.1169 | 2.2026 | 1.9632 | 13 | 10.8196 | 69.31% | 85.59% | 2.6493 | 2.4143 | 2.4984 | 2.2219 | 78.147 | 11.3648 | 39.0402 | 5.1497 | 4.5797 |  | EFLH Methods (based on): | EFLH Metered Units: | EFLH Test Unit | kBTU | Temp | AHRI Cap | Max Cap | Max COP | Min COP | Max Cap | AHRI Cap
-1 | 55.25% | 4492.001 | 7101.512 | 0.77377 | 2.204 | 2.3321 | 1.9975 | 17 | 13.154 | 69.41% | 79.6% | 2.9135 | 2.5001 | 2.6583 | 2.3134 | 98.9203 | 13.9295 | 49.418 | 6.2608 | 5.4484 |  | 47 deg AHRI heating capacity | 1255.7026 | 627.3155 | 21833.6027 | 47 | 17387.5584 |  | 6.3945 | 4.1539 | 18000 | 14400
1 | 70.08% | 6834.3785 | 7351.6531 | 0.79804 | 2.2891 | 2.4584 | 2.0329 | 32 | 25.5373 | 74.68% | 93.83% | 3.1776 | 2.5859 | 2.8214 | 2.4026 | 199.4525 | 27.1303 | 99.6412 | 12.1546 | 10.3505 |  | 17 deg AHRI heating capacity | 2093.8522 | 1115.2848 |  | 17 | 10427.4805 |  | 5.0664 | 3.2572 | 9780 | 7816
3 | 62.3% | 5968.9659 | 7608.6381 | 0.73108 | 2.2496 | 2.5816 | 2.0693 | 39 | 28.5121 | 78.34% | 79.53% | 3.4418 | 2.6717 | 3.1707 | 2.3612 | 218.8504 | 28.7634 | 109.3318 | 13.5705 | 10.106 |  | 5 deg max heating capacity | 1354.7988 | 1354.7988 |  | 5 |  | 16115.7532 | 4.4695 | 2.8091 | 8051
5 | 58.52% | 5782.8046 | 7890.467 | 0.67372 | 2.3844 | 2.7017 | 2.1067 | 17 | 11.4533 | 78.81% | 74.25% | 3.706 | 2.7575 | 3.2633 | 2.5027 | 93.1771 | 11.8088 | 46.5488 | 5.4513 | 4.1806 |  | Cooling Capacity | 1517.0652 |  |  | 0 |  |  | 2.5066 | 2.5066 | 7013
7 | 56.53% | 5887.5062 | 8191.1398 | 0.69034 | 2.48 | 2.8186 | 2.1451 | 59 | 40.7301 | 77.5% | 72.94% | 3.9701 | 2.8433 | 3.4097 | 2.6031 | 344.6519 | 42.0762 | 172.1789 | 19.3858 | 14.7996
9 | 53.63% | 5658.0193 | 8510.6564 | 0.66391 | 2.5577 | 2.9323 | 2.1845 | 171 | 113.5282 | 76.46% | 70.15% | 4.2343 | 2.9291 | 3.5829 | 2.6846 | 990.7609 | 116.4142 | 494.9577 | 54.0345 | 40.4877
11 | 51.84% | 5704.8691 | 8849.017 | 0.62344 | 2.6319 | 3.0429 | 2.225 | 128 | 79.8 | 75.74% | 68.44% | 4.4985 | 3.0149 | 3.7604 | 2.7625 | 716.6051 | 80.9813 | 357.9968 | 37.9814 | 27.9017 |  | energy consumption (test unit) | MBtu Heat offset (test unit) | HSPF
13 | 50.96% | 5782.7823 | 9206.2215 | 0.59608 | 2.6974 | 3.1504 | 2.2664 | 84 | 50.0705 | 76.5% | 66.61% | 4.7627 | 3.1008 | 3.9524 | 2.8313 | 460.8286 | 50.0562 | 230.2177 | 23.8314 | 17.0714 |  | 985.8842 | 10.9075 | 11.0637
15 | 49.31% | 5924.0235 | 9582.2698 | 0.57876 | 2.7696 | 3.2548 | 2.3089 | 170 | 98.39 | 75.92% | 64.96% | 4.9459 | 3.1539 | 4.073 | 2.9071 | 929.7832 | 97.0316 | 464.4949 | 46.8294 | 33.4241 |  | 715.6281 | 10.9075 | 15.2418
17 | 47.3% | 5975.5194 | 9977.1621 | 0.55728 | 2.8662 | 3.3559 | 2.3524 | 173 | 96.4099 | 74.2% | 63.75% | 5.037 | 3.2171 | 4.1052 | 3.0084 | 942.8459 | 94.5004 | 471.0207 | 45.887 | 33.628
19 | 47.49% | 6149.3483 | 10390.8982 | 0.5429 | 2.9438 | 3.454 | 2.3969 | 186 | 100.9802 | 74.97% | 63.34% | 5.128 | 3.2803 | 4.1721 | 3.0898 | 1014.2636 | 97.6108 | 506.699 | 48.0623 | 35.5945 | Testing Manufacturer's Performance Data
21 | 47.37% | 6492.2915 | 10823.4783 | 0.52712 | 3.0223 | 3.5489 | 2.4425 | 268 | 141.2686 | 73.47% | 64.47% | 5.2191 | 3.3435 | 4.2362 | 3.1722 | 1456.7646 | 134.593 | 727.7607 | 67.2378 | 50.3503 | Row # | Nameplate HSPF | HSPF: Simple Method (HSPF adjustment by ratio) | kWh (simple) | HSPF Complex | kWh complex | MMBtu | HSPF Complex (calculated) | EFLH 5 | EFLH 17 | EFLH 47 | Cap 47 | Rated 17 | Max 5
23 | 51.02% | 6446.8305 | 11274.9022 | 0.48945 | 3.0593 | 3.6406 | 2.489 | 117 | 57.2662 | 73.94% | 69% | 5.3102 | 3.4067 | 4.3676 | 3.2111 | 597.7598 | 53.0169 | 298.6248 | 27.2562 | 20.0388 | 253 | 12.5 | 11.0637 | 985.8842 | 15.3374 | 715.6281 | 10.9075 | 15.2418 | 1354.7988 | 1115.2848 | 627.3155 | 14400 | 7816 | 8051
25 | 44.26% | 6650.4354 | 11751.1701 | 0.4777 | 3.0939 | 3.7293 | 2.5366 | 220 | 105.0942 | 72.79% | 60.81% | 5.4012 | 3.47 | 4.4988 | 3.2474 | 1109.425 | 94.4097 | 554.2391 | 50.0203 | 36.1073
27 | 41.07% | 6333.0071 | 12234.2818 | 0.44754 | 3.1144 | 3.8147 | 2.5852 | 471 | 210.7933 | 72.15% | 56.92% | 5.4923 | 3.5332 | 4.6492 | 3.2689 | 2239.9292 | 183.0863 | 1119.0088 | 100.3286 | 70.5425
29 | 37.87% | 6056.5751 | 12742.2375 | 0.43146 | 3.074 | 3.8971 | 2.6348 | 235 | 101.3925 | 70.17% | 53.97% | 5.5834 | 3.5964 | 4.8921 | 3.2265 | 1063.4492 | 83.4586 | 531.2708 | 48.2585 | 31.8285
31 | 36.34% | 6078.4289 | 13269.037 | 0.40189 | 3.0755 | 3.9763 | 2.6855 | 157 | 63.096 | 70.07% | 51.86% | 5.6744 | 3.6596 | 5.0656 | 3.2281 | 662.1107 | 49.8989 | 330.7728 | 30.031 | 19.1378
33 | 34.62% | 6117.4501 | 13814.6804 | 0.38682 | 3.1252 | 4.0523 | 2.7371 | 300 | 116.0456 | 70.6% | 49.04% | 5.7655 | 3.7229 | 5.1627 | 3.2803 | 1237.415 | 89.5725 | 618.1795 | 55.2328 | 35.0934
35 | 33.61% | 6292.7595 | 14379.1678 | 0.36598 | 3.1983 | 4.1252 | 2.7898 | 280 | 102.4747 | 69.69% | 48.23% | 5.8566 | 3.7861 | 5.2231 | 3.357 | 1118.2822 | 77.771 | 558.6639 | 48.7736 | 31.3483
37 | 31.58% | 6166.5437 | 14962.499 | 0.34977 | 3.3551 | 4.195 | 2.8435 | 286 | 100.0334 | 68.55% | 46.07% | 5.9476 | 3.8493 | 5.1533 | 3.5216 | 1145.1396 | 76.534 | 572.0812 | 47.6116 | 32.5361
39 | 28.62% | 5883.9438 | 15564.6741 | 0.32818 | 3.4954 | 4.2616 | 2.8982 | 248 | 81.389 | 66.93% | 42.76% | 6.0387 | 3.9125 | 5.1074 | 3.6688 | 970.6627 | 62.3632 | 484.9172 | 38.7377 | 27.8266
41 | 26.06% | 5443.6582 | 16185.6931 | 0.30423 | 3.629 | 4.325 | 2.9539 | 137 | 41.6795 | 65.11% | 40.03% | 6.1298 | 3.9757 | 5.0692 | 3.8091 | 516.0842 | 31.8852 | 257.8219 | 19.8376 | 14.9064
43 | 24.52% | 5359.0091 | 16825.556 | 0.27727 | 3.737 | 4.3854 | 3.0107 | 220 | 61.0004 | 62.73% | 39.08% | 6.2208 | 4.039 | 5.068 | 3.9225 | 777.8004 | 46.2273 | 388.5683 | 29.0336 | 22.4711
45 | 22.26% | 5750.8997 | 17484.2629 | 0.25765 | 3.8226 | 4.4426 | 3.0684 | 386 | 99.4516 | 62.72% | 35.48% | 6.3119 | 4.1022 | 5.0992 | 4.0122 | 1297.1014 | 74.1868 | 647.9972 | 47.3347 | 37.2445
47 | 19.9% | 4704.6745 | 18161.8136 | 0.22662 | 3.9191 | 4.4966 | 3.1272 | 157 | 35.5796 | 60.04% | 33.15% | 6.403 | 4.1654 | 5.109 | 4.1136 | 475.7728 | 26.1963 | 237.6834 | 16.9343 | 13.635
49 | 17.96% | 4364.5577 | 18858.2082 | 0.20208 | 4.007 | 4.5475 | 3.187 | 79 | 15.9643 | 59.29% | 30.29% | 6.494 | 4.2286 | 5.1286 | 4.2058 | 218.2627 | 11.5739 | 109.0382 | 7.5983 | 6.2312
51 | 18.13% | 4822.9295 | 19573.4467 | 0.1813 | 4.0633 | 4.5953 | 3.2478 | 99 | 17.9483 | 56.54% | 32.06% | 6.5851 | 4.2919 | 5.1972 | 4.2649 | 248.836 | 12.7129 | 124.3118 | 8.5426 | 7.0103
53 | 17.47% | 5010.1208 | 20307.5291 | 0.15585 | 4.1269 | 4.6399 | 3.3097 | 92 | 14.3378 | 54.14% | 32.27% | 6.6762 | 4.3551 | 5.2502 | 4.3316 | 201.8896 | 9.9416 | 100.8587 | 6.8242 | 5.6302
55 | 16.74% | 5800.9676 | 21060.5153 | 0.14495 | 4.1851 | 4.6814 | 3.3725 | 76 | 11.0159 | 47.66% | 35.13% | 6.7672 | 4.4183 | 5.3089 | 4.3928 | 157.3034 | 7.4691 | 78.5846 | 5.2431 | 4.3384
57 | 15.2% | 4932.6926 | 21832.2255 | 0.12362 | 4.2531 | 4.7197 | 3.4364 | 56 | 6.9229 | 41.53% | 36.61% | 6.8583 | 4.4815 | 5.3457 | 4.4641 | 100.4619 | 4.6015 | 50.1881 | 3.295 | 2.7516
59 | 14.14% | 4625.7946 | 22622.8396 | 0.10129 | 4.3182 | 4.7549 | 3.5013 | 17 | 1.7219 | 39.6% | 35.71% | 6.9494 | 4.5447 | 5.3823 | 4.5325 | 25.3705 | 1.1215 | 12.6744 | 0.81957 | 0.69016
61 | 14.08% | 4953.5848 | 23432.2976 | 0.050645 | 4.3818 | 4.7869 | 3.5672 | 35 | 1.7726 | 34.81% | 40.46% | 7.0404 | 4.608 | 5.4158 | 4.5992 | 26.5014 | 1.131 | 13.2394 | 0.84367 | 0.71646
Note on J1: John Walczyk: Adjusted for seasonal cutoffs, removing days with temp below 61 but no heating
Note on L1: John Walczyk: Use for reference only. This is based on hourly summary, if unit runs more than 10% in the hour it was flagged as "on"
Note on P1: John Walczyk: Note the lack of NEEP performance data at cold temperatures can cause errors
Note on T1: John Walczyk: Adjusted by ratio of max capacities at 5 deg
Note on Y2: John Walczyk: Try #245 and #264 to see differences between methods

## 8760_Model
Date | Weekday (M-F=1-5) | Hour | Peak | Alternate Peak Period | Temp | Heating or Cooling Day? | Heating kW | Hour of Day Adjustment (Before/After DST) | Weekday Adjustment | Modeled Heating kW | Metered COP | kBTUs (metered) | Mini-Split COP | Mini-Split Baseline Consumption | Cooling kW | Hr of Day Adj | Weekday Adjustment | Modeled Cooling kW | Total kWh | Day | Daily avg temp | Heating or Cooling Day? | Daily Heating kWh | Daily Cooling kWh | Avg Daily Temp for Heating Base temp: | [14 empty] | Hour of day | Before DST | After DST |  |  | Hourly Coefficient |  | Temp | kW (meter data) | Cooling kW | Hour of day | Hourly Coefficient | temp | Heating Hours | Cooling Hours | Cooling kW | Cooling kWh |  |  | Actual COP (Metered) | Baseline Mini-Split
2018-01-01 | 1 | 0 | Winter: Off-Peak |  | 37 | heating | 0.34824 | 0.96098 | 1.0177 | 0.34058 | 3.3551 | 3.8989 | 2.8034 | 0.40761 | 0 | 0.90669 | 0.9441 | 0 | 0.34058 | 2018-01-01 | 43.125 | heating | 6.9698 | 0 | 53 | [14 empty] | 0 | 0.96098 | 0.97482 |  |  |  |  | 62 | 0.03128 | 0.03128 | 0 | 0.90669 | -17 | 1 |  |  |  | 0.97761 | -20 | 1.1722 | #N/A
2018-01-01 | 1 | 1 | Winter: Off-Peak |  | 37 | heating | 0.34824 | 0.99129 | 1.0177 | 0.35133 | 3.3551 | 4.0218 | 2.8034 | 0.42046 | 0 | 0.81803 | 0.9441 | 0 | 0.35133 | 2018-01-02 | 39 | heating | 8.0058 | 0 | Cooling Base temp: | [14 empty] | 1 | 0.99129 | 1.0122 |  | Day | Winter | Summer | 64 | 0.035165 | 0.035165 | 1 | 0.81803 | -15 | 2 |  |  |  | 0.94639 | -19 | 1.1722 | #N/A
2018-01-01 | 1 | 2 | Winter: Off-Peak |  | 37 | heating | 0.34824 | 1.0126 | 1.0177 | 0.3589 | 3.3551 | 4.1085 | 2.8034 | 0.42952 | 0 | 0.74508 | 0.9441 | 0 | 0.3589 | 2018-01-03 | 26.2083 | heating | 11.4398 | 0 | 60 |  | 2018-01-01 | 2018-05-31 | 2018-06-01 | 2018-09-30 | 2018-10-01 | 2018-12-31 | [7 empty] | 2 | 1.0126 | 1.051 | 1 | Mon | 1.0177 | 0.9441 | 66 | 0.039288 | 0.039288 | 2 | 0.74508 | -13 | 1 |  |  |  | 0.88748 | -18 | 1.1722 | #N/A
2018-01-01 | 1 | 3 | Winter: Off-Peak |  | 37 | heating | 0.34824 | 1.0289 | 1.0177 | 0.36465 | 3.3551 | 4.1743 | 2.8034 | 0.43641 | 0 | 0.69159 | 0.9441 | 0 | 0.36465 | 2018-01-04 | 25.8333 | heating | 11.2908 | 0 | [15 empty] | 3 | 1.0289 | 1.0924 | 2 | Tues | 1.02 | 0.83669 | 68 | 0.041607 | 0.041607 | 3 | 0.69159 | -11 | 1 |  |  |  | 0.8498 | -17 | 1.1722 | #N/A
2018-01-01 | 1 | 4 | Winter: Off-Peak |  | 37 | heating | 0.34824 | 1.0654 | 1.0177 | 0.37761 | 3.3551 | 4.3227 | 2.8034 | 0.45191 | 0 | 0.64739 | 0.9441 | 0 | 0.37761 | 2018-01-05 | 26.125 | heating | 11.2335 | 0 |  |  |  |  | Hour | Hour | Day (less than) | [8 empty] | 4 | 1.0654 | 1.1348 | 3 | Wed | 1.0263 | 0.94211 | 70 | 0.048208 | 0.048208 | 4 | 0.64739 | -9 | 4 |  |  |  | 0.81341 | -16 | 1.2398 | #N/A
2018-01-01 | 1 | 5 | Winter: Off-Peak |  | 37 | heating | 0.34824 | 1.1031 | 1.0177 | 0.39096 | 3.3551 | 4.4755 | 2.8034 | 0.46789 | 0 | 0.7214 | 0.9441 | 0 | 0.39096 | 2018-01-06 | 16.2083 | heating | 13.6046 | 0 |  |  |  |  | 7 | 22 | 6 | [8 empty] | 5 | 1.1031 | 1.1636 | 4 | Thurs | 1.002 | 1.0706 | 72 | 0.053628 | 0.053628 | 5 | 0.7214 | -7 | 3 |  |  |  | 0.80303 | -15 | 1.3075 | #N/A
2018-01-01 | 1 | 6 | Winter: Off-Peak |  | 37 | heating | 0.34824 | 1.1674 | 1.0177 | 0.41375 | 3.3551 | 4.7364 | 2.8034 | 0.49517 | 0 | 0.87787 | 0.9441 | 0 | 0.41375 | 2018-01-07 | 21 | heating | 11.7103 | 0 | [15 empty] | 6 | 1.1674 | 1.2084 | 5 | Fri | 1.0078 | 1.1856 | 74 | 0.064074 | 0.064074 | 6 | 0.87787 | -5 | 8 |  |  |  | 0.80572 | -14 | 1.3851 | #N/A
2018-01-01 | 1 | 7 | Winter: On-Peak |  | 39 | heating | 0.32685 | 1.1567 | 1.0177 | 0.38478 | 3.4954 | 4.5889 | 2.9502 | 0.45588 | 0 | 0.97331 | 0.9441 | 0 | 0.38478 | 2018-01-08 | 22.9167 | heating | 12.2095 | 0 |  |  | Count | Count | Heating kWh | Cooling kWh | kWh | kW |  | kBTU | DHP kWh | DHP kBTU | HSPF (Baseline DHP) | Δ kBTU | kWh Electric Resistance | 7 | 1.1567 | 1.1637 | 6 | Sat | 0.98855 | 1.0113 | 76 | 0.064194 | 0.064194 | 7 | 0.97331 | -3 | 13 |  |  |  | 0.83228 | -13 | 1.4627 | #N/A
2018-01-01 | 1 | 8 | Winter: On-Peak |  | 37 | heating | 0.34824 | 1.0887 | 1.0177 | 0.38586 | 3.3551 | 4.4172 | 2.8034 | 0.4618 | 0 | 0.9494 | 0.9441 | 0 | 0.38586 | 2018-01-09 | 22.6667 | heating | 12.2983 | 0 |  | Winter: On-Peak | 2800 | 2800 | 940.484 | 12.746 | 954.3958 | 0.34086 | 9.752% | 10055.058 | 1282.0414 | 9750.704 | 7.6056 | 304.354 | 89.2011 | 8 | 1.0887 | 1.0942 | 7 | Sun | 0.93761 | 1.0096 | 78 | 0.079601 | 0.079601 | 8 | 0.9494 | -1 | 17 |  |  |  | 0.77377 | -12 | 1.5845 | #N/A
2018-01-01 | 1 | 9 | Winter: On-Peak |  | 41 | heating | 0.30546 | 1.0265 | 1.0177 | 0.31911 | 3.629 | 3.9513 | 3.0928 | 0.37445 | 0 | 0.84085 | 0.9441 | 0 | 0.31911 | 2018-01-10 | 17.2917 | heating | 13.7834 | 0 |  | Winter: Off-Peak | 3032 | 3032 | 1125.4201 | 9.4396 | 1134.2614 | 0.3741 |  | 11765.8353 | 1573.2566 | 11337.5392 | 7.2064 | 428.2961 | 125.5264 | 9 | 1.0265 | 1.0343 |  |  |  |  | 80 | 0.089011 | 0.089011 | 9 | 0.84085 | 1 | 32 |  |  |  | 0.79804 | -11 | 1.7062 | #N/A
2018-01-01 | 1 | 10 | Winter: On-Peak |  | 43 | heating | 0.28407 | 0.99414 | 1.0177 | 0.28741 | 3.737 | 3.6646 | 3.2279 | 0.33274 | 0 | 0.74504 | 0.9441 | 0 | 0.28741 | 2018-01-11 | 17.0833 | heating | 13.5167 | 0 |  | Winter |  | 82 |  |  | 41.3089 | 0.50377 |  | 411.8831 | 59.5347 | 388.7351 | 6.5296 | 23.1479 | 6.7843 | 10 | 0.99414 | 0.98112 |  |  |  |  | 82 | 0.11447 | 0.11447 | 10 | 0.74504 | 3 | 39 |  |  |  | 0.73108 | -10 | 1.7618 | #N/A
2018-01-01 | 1 | 11 | Winter: On-Peak |  | 46 | heating | 0.25198 | 0.95102 | 1.0177 | 0.24388 | 3.8708 | 3.2211 | 3.4229 | 0.2758 | 0 | 0.72851 | 0.9441 | 0 | 0.24388 | 2018-01-12 | 17.0417 | heating | 13.5953 | 0 | [15 empty] | 11 | 0.95102 | 0.94956 |  |  |  |  | 84 | 0.13038 | 0.13038 | 11 | 0.72851 | 5 | 17 |  |  |  | 0.67372 | -9 | 1.8173 | #N/A
2018-01-01 | 1 | 12 | Winter: On-Peak |  | 50 | heating | 0.20919 | 0.92818 | 1.0177 | 0.19761 | 4.0352 | 2.7207 | 3.6783 | 0.21678 | 0 | 0.75911 | 0.9441 | 0 | 0.19761 | 2018-01-13 | 18.375 | heating | 12.9857 | 0 |  | Summer: On-Peak | 1376 | 1376 | 4.7337 | 65.3203 | 75.1311 | 0.054601 | [7 empty] | 12 | 0.92818 | 0.91648 |  |  |  |  | 86 | 0.13299 | 0.13299 | 12 | 0.75911 | 7 | 59 |  |  |  | 0.69034 | -8 | 1.8737 | #N/A
2018-01-01 | 1 | 13 | Winter: On-Peak |  | 50 | heating | 0.20919 | 0.91574 | 1.0177 | 0.19496 | 4.0352 | 2.6842 | 3.6783 | 0.21388 | 0 | 0.79116 | 0.9441 | 0 | 0.19496 | 2018-01-14 | 12.4167 | heating | 13.7528 | 0 |  | Summer: Off-Peak | 1552 | 1552 | 9.0207 | 55.6902 | 61.5828 | 0.03968 | -27.33% | [6 empty] | 13 | 0.91574 | 0.9004 |  |  |  |  | 88 | 0.18312 | 0.18312 | 13 | 0.79116 | 9 | 171 |  |  |  | 0.66391 | -7 | 1.93 | #N/A
2018-01-01 | 1 | 14 | Winter: On-Peak |  | 50 | heating | 0.20919 | 0.92047 | 1.0177 | 0.19597 | 4.0352 | 2.6981 | 3.6783 | 0.21498 | 0 | 0.84356 | 0.9441 | 0 | 0.19597 | 2018-01-15 | 12.5417 | heating | 15.0547 | 0 |  | Summer |  | 260 |  |  | 18.7049 | 0.071942 | [7 empty] | 14 | 0.92047 | 0.86033 |  |  |  |  | 90 | 0.21242 | 0.21242 | 14 | 0.84356 | 11 | 128 |  |  |  | 0.62344 | -6 | 1.9911 | #N/A
2018-01-01 | 1 | 15 | Winter: On-Peak |  | 48 | heating | 0.23059 | 0.92938 | 1.0177 | 0.2181 | 3.9631 | 2.9492 | 3.5525 | 0.24331 | 0 | 0.96593 | 0.9441 | 0 | 0.2181 | 2018-01-16 | 21.4167 | heating | 12.5822 | 0 | [15 empty] | 15 | 0.92938 | 0.85755 |  |  |  |  | 92 | 0.24857 | 0.24857 | 15 | 0.96593 | 13 | 84 |  |  |  | 0.59608 | -5 | 2.0522 | #N/A
2018-01-01 | 1 | 16 | Winter: On-Peak |  | 48 | heating | 0.23059 | 0.95821 | 1.0177 | 0.22487 | 3.9631 | 3.0406 | 3.5525 | 0.25086 | 0 | 1.1649 | 0.9441 | 0 | 0.22487 | 2018-01-17 | 5.3333 | heating | 16.9893 | 0 | [15 empty] | 16 | 0.95821 | 0.88345 |  |  |  |  | 94 | #DIV/0! | 0.28015 | 16 | 1.1649 | 15 | 170 |  |  |  | 0.57876 | -4 | 2.0846 | #N/A
2018-01-01 | 1 | 17 | Winter: On-Peak |  | 50 | heating | 0.20919 | 1.0003 | 1.0177 | 0.21297 | 4.0352 | 2.9322 | 3.6783 | 0.23363 | 0 | 1.3522 | 0.9441 | 0 | 0.21297 | 2018-01-18 | 22.75 | heating | 12.0884 | 0 |  | Winter On-Peak Oct-May Weekdays: 7am-11pm | 0.34086 | [12 empty] | 17 | 1.0003 | 0.94026 |  |  |  |  | 96 | #DIV/0! | 0.31478 | 17 | 1.3522 | 17 | 173 |  |  |  | 0.55728 | -3 | 2.1169 | #N/A
2018-01-01 | 1 | 18 | Winter: On-Peak |  | 48 | heating | 0.23059 | 0.99263 | 1.0177 | 0.23294 | 3.9631 | 3.1499 | 3.5525 | 0.25987 | 0 | 1.5599 | 0.9441 | 0 | 0.23294 | 2018-01-19 | 22.4167 | heating | 12.151 | 0 |  | Winter Off-Peak Oct-May Weekdays: 11pm-7am Weekends: All Hours | 0.3741 | [12 empty] | 18 | 0.99263 | 0.98182 |  |  |  |  | 98 | #DIV/0! | 0.34738 | 18 | 1.5599 | 19 | 186 |  |  |  | 0.5429 | -2 | 2.1604 | #N/A
2018-01-01 | 1 | 19 | Winter: On-Peak |  | 48 | heating | 0.23059 | 0.98729 | 1.0177 | 0.23169 | 3.9631 | 3.1329 | 3.5525 | 0.25847 | 0 | 1.6764 | 0.9441 | 0 | 0.23169 | 2018-01-20 | 18.375 | heating | 13.0358 | 0 |  | Summer On-Peak June - Sept Weekdays: 7am-11pm | 0.054601 | [12 empty] | 19 | 0.98729 | 0.98419 | [7 empty] | 19 | 1.6764 | 21 | 268 |  |  |  | 0.52712 | -1 | 2.204 | #N/A
2018-01-01 | 1 | 20 | Winter: On-Peak |  | 45 | heating | 0.26267 | 0.98078 | 1.0177 | 0.26219 | 3.8226 | 3.4197 | 3.3575 | 0.29851 | 0 | 1.5244 | 0.9441 | 0 | 0.26219 | 2018-01-21 | 18.4167 | heating | 12.3154 | 0 |  | Summer Off-Peak June-Sept Weekdays: 11pm-7am Weekends: All Hours | 0.03968 | [12 empty] | 20 | 0.98078 | 0.97072 | [7 empty] | 20 | 1.5244 | 23 | 117 |  |  |  | 0.48945 | 0 | 2.2465 | #N/A
2018-01-01 | 1 | 21 | Winter: On-Peak |  | 45 | heating | 0.26267 | 0.96486 | 1.0177 | 0.25794 | 3.8226 | 3.3641 | 3.3575 | 0.29366 | 0 | 1.4449 | 0.9441 | 0 | 0.25794 | 2018-01-22 | 12.1667 | heating | 15.019 | 0 |  | Winter Peak Dec-Jan Weekday Non-Holidays: 5pm-7pm | 0.50377 | [12 empty] | 21 | 0.96486 | 0.95751 | [7 empty] | 21 | 1.4449 | 25 | 220 |  |  |  | 0.4777 | 1 | 2.2891 | #N/A
2018-01-01 | 1 | 22 | Winter: On-Peak |  | 43 | heating | 0.28407 | 0.93973 | 1.0177 | 0.27168 | 3.737 | 3.4641 | 3.2279 | 0.31453 | 0 | 1.2427 | 0.9441 | 0 | 0.27168 | 2018-01-23 | 0.625 | heating | 18.0504 | 0 |  | Summer Peak Jun-Aug Weekday Non-Holidays: 1pm-5pm | 0.071942 | [12 empty] | 22 | 0.93973 | 0.94265 |  |  |  |  | a | b | c | 22 | 1.2427 | 27 | 471 |  |  |  | 0.44754 | 2 | 2.2693 | #N/A
2018-01-01 | 1 | 23 | Winter: Off-Peak |  | 45 | heating | 0.26267 | 0.93552 | 1.0177 | 0.25009 | 3.8226 | 3.2618 | 3.3575 | 0.28473 | 0 | 1.0298 | 0.9441 | 0 | 0.25009 | 2018-01-24 | -8.9167 | heating | 20.7831 | 0 | [15 empty] | 23 | 0.93552 | 0.94451 |  |  |  |  | 0.00031156 | -0.041321 | 1.4064 | 23 | 1.0298 | 29 | 235 |  |  |  | 0.43146 | 3 | 2.2496 | #N/A
2018-01-02 | 2 | 0 | Winter: Off-Peak |  | 45 | heating | 0.26267 | 0.96098 | 1.02 | 0.25746 | 3.8226 | 3.358 | 3.3575 | 0.29313 | 0 | 0.90669 | 0.83669 | 0 | 0.25746 | 2018-01-25 | 11.1667 | heating | 15.0843 | 0 | [27 empty] | 31 | 157 |  |  |  | 0.40189 | 4 | 2.317 | #N/A
2018-01-02 | 2 | 1 | Winter: Off-Peak |  | 43 | heating | 0.28407 | 0.99129 | 1.02 | 0.28721 | 3.737 | 3.6622 | 3.2279 | 0.33251 | 0 | 0.81803 | 0.83669 | 0 | 0.28721 | 2018-01-26 | 25.875 | heating | 11.3454 | 0 | [27 empty] | 33 | 300 |  |  |  | 0.38682 | 5 | 2.3844 | 1.0472
2018-01-02 | 2 | 2 | Winter: Off-Peak |  | 41 | heating | 0.30546 | 1.0126 | 1.02 | 0.3155 | 3.629 | 3.9065 | 3.0928 | 0.3702 | 0 | 0.74508 | 0.83669 | 0 | 0.3155 | 2018-01-27 | 22.2083 | heating | 12.0276 | 0 | [27 empty] | 35 | 280 |  |  |  | 0.36598 | 6 | 2.4322 | 1.0844
2018-01-02 | 2 | 3 | Winter: Off-Peak |  | 39 | heating | 0.32685 | 1.0289 | 1.02 | 0.343 | 3.4954 | 4.0907 | 2.9502 | 0.40639 | 0 | 0.69159 | 0.83669 | 0 | 0.343 | 2018-01-28 | 19.4583 | heating | 12.1388 | 0 | [27 empty] | 37 | 286 |  |  |  | 0.34977 | 7 | 2.48 | 1.1216
2018-01-02 | 2 | 4 | Winter: Off-Peak |  | 39 | heating | 0.32685 | 1.0654 | 1.02 | 0.35519 | 3.4954 | 4.2361 | 2.9502 | 0.42083 | 0 | 0.64739 | 0.83669 | 0 | 0.35519 | 2018-01-29 | 24.0417 | heating | 11.9228 | 0 | [27 empty] | 39 | 248 |  |  |  | 0.32818 | 8 | 2.5189 | 1.1584
2018-01-02 | 2 | 5 | Winter: Off-Peak |  | 39 | heating | 0.32685 | 1.1031 | 1.02 | 0.36775 | 3.4954 | 4.3859 | 2.9502 | 0.43571 | 0 | 0.7214 | 0.83669 | 0 | 0.36775 | 2018-01-30 | 18.9167 | heating | 13.2803 | 0 | [27 empty] | 41 | 137 |  |  |  | 0.30423 | 9 | 2.5577 | 1.1953
2018-01-02 | 2 | 6 | Winter: Off-Peak |  | 37 | heating | 0.34824 | 1.1674 | 1.02 | 0.41466 | 3.3551 | 4.7468 | 2.8034 | 0.49626 | 0 | 0.87787 | 0.83669 | 0 | 0.41466 | 2018-01-31 | 8.25 | heating | 16.1787 | 0 | [27 empty] | 43 | 220 |  |  |  | 0.27727 | 10 | 2.5948 | 1.2546
2018-01-02 | 2 | 7 | Winter: On-Peak |  | 41 | heating | 0.30546 | 1.1567 | 1.02 | 0.36038 | 3.629 | 4.4623 | 3.0928 | 0.42287 | 0 | 0.97331 | 0.83669 | 0 | 0.36038 | 2018-02-01 | 9.0417 | heating | 15.5967 | 0 | [27 empty] | 45 | 386 |  |  |  | 0.25765 | 11 | 2.6319 | 1.314
2018-01-02 | 2 | 8 | Winter: On-Peak |  | 39 | heating | 0.32685 | 1.0887 | 1.02 | 0.36296 | 3.4954 | 4.3287 | 2.9502 | 0.43003 | 0 | 0.9494 | 0.83669 | 0 | 0.36296 | 2018-02-02 | 18.3333 | heating | 13.2767 | 0 | [27 empty] | 47 | 157 |  |  |  | 0.22662 | 12 | 2.6647 | 1.376
2018-01-02 | 2 | 9 | Winter: On-Peak |  | 41 | heating | 0.30546 | 1.0265 | 1.02 | 0.31982 | 3.629 | 3.96 | 3.0928 | 0.37527 | 0 | 0.84085 | 0.83669 | 0 | 0.31982 | 2018-02-03 | 13.4583 | heating | 14.2701 | 0 | [27 empty] | 49 | 79 |  |  |  | 0.20208 | 13 | 2.6974 | 1.438
2018-01-02 | 2 | 10 | Winter: On-Peak |  | 43 | heating | 0.28407 | 0.99414 | 1.02 | 0.28804 | 3.737 | 3.6727 | 3.2279 | 0.33347 | 0 | 0.74504 | 0.83669 | 0 | 0.28804 | 2018-02-04 | 19.375 | heating | 12.1685 | 0 | [27 empty] | 51 | 99 |  |  |  | 0.1813 | 14 | 2.7335 | 1.5011
2018-01-02 | 2 | 11 | Winter: On-Peak |  | 45 | heating | 0.26267 | 0.95102 | 1.02 | 0.2548 | 3.8226 | 3.3232 | 3.3575 | 0.29009 | 0 | 0.72851 | 0.83669 | 0 | 0.2548 | 2018-02-05 | 22.8333 | heating | 12.3352 | 0 | [27 empty] | 53 | 92 |  |  |  | 0.15585 | 15 | 2.7696 | 1.5641
2018-01-02 | 2 | 12 | Winter: On-Peak |  | 45 | heating | 0.26267 | 0.92818 | 1.02 | 0.24867 | 3.8226 | 3.2434 | 3.3575 | 0.28312 | 0 | 0.75911 | 0.83669 | 0 | 0.24867 | 2018-02-06 | 30.625 | heating | 10.2204 | 0 | [27 empty] | 55 | 76 |  |  |  | 0.14495 | 16 | 2.8179 | 1.6318
2018-01-02 | 2 | 13 | Winter: On-Peak |  | 45 | heating | 0.26267 | 0.91574 | 1.02 | 0.24534 | 3.8226 | 3.1999 | 3.3575 | 0.27933 | 0 | 0.79116 | 0.83669 | 0 | 0.24534 | 2018-02-07 | 31.7083 | heating | 10.0114 | 0 | [27 empty] | 57 | 56 |  |  |  | 0.12362 | 17 | 2.8662 | 1.6994
2018-01-02 | 2 | 14 | Winter: On-Peak |  | 45 | heating | 0.26267 | 0.92047 | 1.02 | 0.24661 | 3.8226 | 3.2164 | 3.3575 | 0.28077 | 0 | 0.84356 | 0.83669 | 0 | 0.24661 | 2018-02-08 | 22.2917 | heating | 12.0753 | 0 | [27 empty] | 59 | 17 |  |  |  | 0.10129 | 18 | 2.905 | 1.7642
2018-01-02 | 2 | 15 | Winter: On-Peak |  | 43 | heating | 0.28407 | 0.92938 | 1.02 | 0.26928 | 3.737 | 3.4335 | 3.2279 | 0.31175 | 0 | 0.96593 | 0.83669 | 0 | 0.26928 | 2018-02-09 | 15.5417 | heating | 14.0344 | 0 | [27 empty] | 61 | 35 | 157 | 0.045165 | 7.0908 | 0.050645 | 19 | 2.9438 | 1.829
2018-01-02 | 2 | 16 | Winter: On-Peak |  | 39 | heating | 0.32685 | 0.95821 | 1.02 | 0.31944 | 3.4954 | 3.8097 | 2.9502 | 0.37848 | 0 | 1.1649 | 0.83669 | 0 | 0.31944 | 2018-02-10 | 15.6667 | heating | 13.7133 | 0 | [27 empty] | 63 |  | 420 | 0.039789 | 16.7115 |  | 20 | 2.983 | 1.8943
2018-01-02 | 2 | 17 | Winter: On-Peak | Winter | 37 | heating | 0.34824 | 1.0003 | 1.02 | 0.35531 | 3.3551 | 4.0674 | 2.8034 | 0.42523 | 0 | 1.3522 | 0.83669 | 0 | 0.35531 | 2018-02-11 | 13.8333 | heating | 13.4485 | 0 | [27 empty] | 65 |  | 213 | 0.036907 | 7.8611 |  | 21 | 3.0223 | 1.9597
2018-01-02 | 2 | 18 | Winter: On-Peak | Winter | 36 | heating | 0.35894 | 0.99263 | 1.02 | 0.36341 | 3.2767 | 4.0629 | 2.7263 | 0.43677 | 0 | 1.5599 | 0.83669 | 0 | 0.36341 | 2018-02-12 | 22.2083 | heating | 12.4279 | 0 | [27 empty] | 67 |  | 121 | 0.036516 | 4.4185 |  | 22 | 3.0408 | 2.0164
2018-01-02 | 2 | 19 | Winter: On-Peak |  | 34 | heating | 0.38033 | 0.98729 | 1.02 | 0.38299 | 3.1618 | 4.1317 | 2.5824 | 0.46891 | 0 | 1.6764 | 0.83669 | 0 | 0.38299 | 2018-02-13 | 26.9167 | heating | 11.2725 | 0 | [27 empty] | 69 |  | 285 | 0.038619 | 11.0063 |  | 23 | 3.0593 | 2.0731
2018-01-02 | 2 | 20 | Winter: On-Peak |  | 32 | heating | 0.40172 | 0.98078 | 1.02 | 0.40187 | 3.1004 | 4.2511 | 2.4523 | 0.50807 | 0 | 1.5244 | 0.83669 | 0 | 0.40187 | 2018-02-14 | 39.6667 | heating | 7.8726 | 0 | [27 empty] | 71 |  | 201 | 0.043214 | 8.6859 |  | 24 | 3.0766 | 2.1288
2018-01-02 | 2 | 21 | Winter: On-Peak |  | 30 | heating | 0.42311 | 0.96486 | 1.02 | 0.41639 | 3.0748 | 4.3684 | 2.334 | 0.54855 | 0 | 1.4449 | 0.83669 | 0 | 0.41639 | 2018-02-15 | 11.2083 | heating | 15.0007 | 0 | [27 empty] | 73 |  | 189 | 0.050301 | 9.5069 |  | 25 | 3.0939 | 2.1844
2018-01-02 | 2 | 22 | Winter: On-Peak |  | 30 | heating | 0.42311 | 0.93973 | 1.02 | 0.40555 | 3.0748 | 4.2546 | 2.334 | 0.53426 | 0 | 1.2427 | 0.83669 | 0 | 0.40555 | 2018-02-16 | 19.9583 | heating | 12.9965 | 0 | [27 empty] | 75 |  | 185 | 0.059881 | 11.0779 |  | 26 | 3.1041 | 2.2359
2018-01-02 | 2 | 23 | Winter: Off-Peak |  | 28 | heating | 0.4445 | 0.93552 | 1.02 | 0.42414 | 3.0942 | 4.4778 | 2.2833 | 0.57477 | 0 | 1.0298 | 0.83669 | 0 | 0.42414 | 2018-02-17 | 39.5833 | heating | 7.7256 | 0 | [27 empty] | 77 |  | 75 | 0.071953 | 5.3965 |  | 27 | 3.1144 | 2.2875
2018-01-03 | 3 | 0 | Winter: Off-Peak |  | 28 | heating | 0.4445 | 0.96098 | 1.0263 | 0.43839 | 3.0942 | 4.6283 | 2.2833 | 0.59408 | 0 | 0.90669 | 0.94211 | 0 | 0.43839 | 2018-02-18 | 48.4167 | heating | 5.1236 | 0 | [27 empty] | 79 |  | 140 | 0.086518 | 12.1125 |  | 28 | 3.0942 | 2.2833
2018-01-03 | 3 | 1 | Winter: Off-Peak |  | 27 | heating | 0.4552 | 0.99129 | 1.0263 | 0.4631 | 3.1144 | 4.921 | 2.2875 | 0.63049 | 0 | 0.81803 | 0.94211 | 0 | 0.4631 | 2018-02-19 | 22.1667 | heating | 12.3184 | 0 | [27 empty] | 81 |  | 202 | 0.10358 | 20.9222 |  | 29 | 3.074 | 2.2791
2018-01-03 | 3 | 2 | Winter: Off-Peak |  | 27 | heating | 0.4552 | 1.0126 | 1.0263 | 0.47308 | 3.1144 | 5.027 | 2.2875 | 0.64408 | 0 | 0.74508 | 0.94211 | 0 | 0.47308 | 2018-02-20 | 13.5833 | heating | 14.6993 | 0 | [27 empty] | 83 |  | 38 | 0.12312 | 4.6787 |  | 30 | 3.0748 | 2.334
2018-01-03 | 3 | 3 | Winter: Off-Peak |  | 27 | heating | 0.4552 | 1.0289 | 1.0263 | 0.48066 | 3.1144 | 5.1076 | 2.2875 | 0.6544 | 0 | 0.69159 | 0.94211 | 0 | 0.48066 | 2018-02-21 | 12.75 | heating | 14.9757 | 0 | [27 empty] | 85 |  | 22 | 0.14517 | 3.1937 |  | 31 | 3.0755 | 2.3889
2018-01-03 | 3 | 4 | Winter: Off-Peak |  | 25 | heating | 0.47659 | 1.0654 | 1.0263 | 0.52113 | 3.0939 | 5.5014 | 2.1844 | 0.73813 | 0 | 0.64739 | 0.94211 | 0 | 0.52113 | 2018-02-22 | 8.8333 | heating | 15.6961 | 0 | [27 empty] | 87 |  | 26 | 0.1697 | 4.4123 |  | 32 | 3.1004 | 2.4523
2018-01-03 | 3 | 5 | Winter: Off-Peak |  | 25 | heating | 0.47659 | 1.1031 | 1.0263 | 0.53956 | 3.0939 | 5.6959 | 2.1844 | 0.76423 | 0 | 0.7214 | 0.94211 | 0 | 0.53956 | 2018-02-23 | 12.0833 | heating | 15.0136 | 0 | [27 empty] | 89 |  | 15 | 0.19673 | 2.9509 |  | 33 | 3.1252 | 2.5157
2018-01-03 | 3 | 6 | Winter: Off-Peak |  | 25 | heating | 0.47659 | 1.1674 | 1.0263 | 0.57102 | 3.0939 | 6.0279 | 2.1844 | 0.80878 | 0 | 0.87787 | 0.94211 | 0 | 0.57102 | 2018-02-24 | 25.1667 | heating | 11.4451 | 0 | [27 empty] | 91 |  | 5 | 0.22625 | 1.1312 |  | 34 | 3.1618 | 2.5824
2018-01-03 | 3 | 7 | Winter: On-Peak |  | 23 | heating | 0.49798 | 1.1567 | 1.0263 | 0.59118 | 3.0593 | 6.1709 | 2.0731 | 0.87239 | 0 | 0.97331 | 0.94211 | 0 | 0.59118 | 2018-02-25 | 28.625 | heating | 9.8282 | 0 | [27 empty] | 93 |  | 0 | 0.25826 | 0 |  | 35 | 3.1983 | 2.6492
2018-01-03 | 3 | 8 | Winter: On-Peak |  | 23 | heating | 0.49798 | 1.0887 | 1.0263 | 0.55643 | 3.0593 | 5.8082 | 2.0731 | 0.82111 | 0 | 0.9494 | 0.94211 | 0 | 0.55643 | 2018-02-26 | 21.625 | heating | 12.5718 | 0 | [27 empty] | 95 |  | 0 | 0.29277 | 0 |  | 36 | 3.2767 | 2.7263
2018-01-03 | 3 | 9 | Winter: On-Peak |  | 25 | heating | 0.47659 | 1.0265 | 1.0263 | 0.5021 | 3.0939 | 5.3004 | 2.1844 | 0.71116 | 0 | 0.84085 | 0.94211 | 0 | 0.5021 | 2018-02-27 | 23 | heating | 12.2568 | 0 | [27 empty] | 97 |  | 0 | 0.32976 | 0 |  | 37 | 3.3551 | 2.8034
2018-01-03 | 3 | 10 | Winter: On-Peak |  | 25 | heating | 0.47659 | 0.99414 | 1.0263 | 0.48626 | 3.0939 | 5.1332 | 2.1844 | 0.68873 | 0 | 0.74504 | 0.94211 | 0 | 0.48626 | 2018-02-28 | 32.0833 | heating | 9.9079 | 0 | [27 empty] | 99 |  | 0 | 0.36925 | 0 |  | 38 | 3.4252 | 2.8768
2018-01-03 | 3 | 11 | Winter: On-Peak |  | 28 | heating | 0.4445 | 0.95102 | 1.0263 | 0.43385 | 3.0942 | 4.5803 | 2.2833 | 0.58793 | 0 | 0.72851 | 0.94211 | 0 | 0.43385 | 2018-03-01 | 24.2083 | heating | 11.696 | 0 | [33 empty] | 39 | 3.4954 | 2.9502
2018-01-03 | 3 | 12 | Winter: On-Peak |  | 27 | heating | 0.4552 | 0.92818 | 1.0263 | 0.43362 | 3.1144 | 4.6077 | 2.2875 | 0.59035 | 0 | 0.75911 | 0.94211 | 0 | 0.43362 | 2018-03-02 | 27.5 | heating | 10.825 | 0 | [33 empty] | 40 | 3.5622 | 3.0215
2018-01-03 | 3 | 13 | Winter: On-Peak |  | 28 | heating | 0.4445 | 0.91574 | 1.0263 | 0.41776 | 3.0942 | 4.4104 | 2.2833 | 0.56612 | 0 | 0.79116 | 0.94211 | 0 | 0.41776 | 2018-03-03 | 9.2083 | heating | 15.3803 | 0 | [33 empty] | 41 | 3.629 | 3.0928
2018-01-03 | 3 | 14 | Winter: On-Peak |  | 28 | heating | 0.4445 | 0.92047 | 1.0263 | 0.41992 | 3.0942 | 4.4332 | 2.2833 | 0.56904 | 0 | 0.84356 | 0.94211 | 0 | 0.41992 | 2018-03-04 | 21.2083 | heating | 11.7706 | 0 | [33 empty] | 42 | 3.683 | 3.1603
2018-01-03 | 3 | 15 | Winter: On-Peak |  | 28 | heating | 0.4445 | 0.92938 | 1.0263 | 0.42398 | 3.0942 | 4.4761 | 2.2833 | 0.57455 | 0 | 0.96593 | 0.94211 | 0 | 0.42398 | 2018-03-05 | 42.5833 | heating | 7.1302 | 0 | [33 empty] | 43 | 3.737 | 3.2279
2018-01-03 | 3 | 16 | Winter: On-Peak |  | 27 | heating | 0.4552 | 0.95821 | 1.0263 | 0.44765 | 3.1144 | 4.7568 | 2.2875 | 0.60945 | 0 | 1.1649 | 0.94211 | 0 | 0.44765 | 2018-03-06 | 38.2083 | heating | 8.0966 | 0 | [33 empty] | 44 | 3.7798 | 3.2927
2018-01-03 | 3 | 17 | Winter: On-Peak | Winter | 27 | heating | 0.4552 | 1.0003 | 1.0263 | 0.46732 | 3.1144 | 4.9659 | 2.2875 | 0.63624 | 0 | 1.3522 | 0.94211 | 0 | 0.46732 | 2018-03-07 | 19.5833 | heating | 13.1776 | 0 | [33 empty] | 45 | 3.8226 | 3.3575
2018-01-03 | 3 | 18 | Winter: On-Peak | Winter | 27 | heating | 0.4552 | 0.99263 | 1.0263 | 0.46373 | 3.1144 | 4.9277 | 2.2875 | 0.63135 | 0 | 1.5599 | 0.94211 | 0 | 0.46373 | 2018-03-08 | 19.0833 | heating | 13.0758 | 0 | [33 empty] | 46 | 3.8708 | 3.4229
2018-01-03 | 3 | 19 | Winter: On-Peak |  | 25 | heating | 0.47659 | 0.98729 | 1.0263 | 0.48291 | 3.0939 | 5.0978 | 2.1844 | 0.68399 | 0 | 1.6764 | 0.94211 | 0 | 0.48291 | 2018-03-09 | 25.2083 | heating | 11.5324 | 0 | [33 empty] | 47 | 3.9191 | 3.4883
2018-01-03 | 3 | 20 | Winter: On-Peak |  | 27 | heating | 0.4552 | 0.98078 | 1.0263 | 0.4582 | 3.1144 | 4.8689 | 2.2875 | 0.62381 | 0 | 1.5244 | 0.94211 | 0 | 0.4582 | 2018-03-10 | 33.0417 | heating | 9.302 | 0 | [33 empty] | 48 | 3.9631 | 3.5525
2018-01-03 | 3 | 21 | Winter: On-Peak |  | 27 | heating | 0.4552 | 0.96486 | 1.0263 | 0.45076 | 3.1144 | 4.7898 | 2.2875 | 0.61368 | 0 | 1.4449 | 0.94211 | 0 | 0.45076 | 2018-03-11 | 41.625 | heating | 6.755 | 0 | [33 empty] | 49 | 4.007 | 3.6167
2018-01-03 | 3 | 22 | Winter: On-Peak |  | 25 | heating | 0.47659 | 0.93973 | 1.0263 | 0.45965 | 3.0939 | 4.8522 | 2.1844 | 0.65104 | 0 | 1.2427 | 0.94211 | 0 | 0.45965 | 2018-03-12 | 36.1667 | heating | 8.741 | 0 | [33 empty] | 50 | 4.0352 | 3.6783
2018-01-03 | 3 | 23 | Winter: Off-Peak |  | 25 | heating | 0.47659 | 0.93552 | 1.0263 | 0.45759 | 3.0939 | 4.8305 | 2.1844 | 0.64812 | 0 | 1.0298 | 0.94211 | 0 | 0.45759 | 2018-03-13 | 36.5 | heating | 8.6404 | 0 | [33 empty] | 51 | 4.0633 | 3.7399
2018-01-04 | 4 | 0 | Winter: Off-Peak |  | 23 | heating | 0.49798 | 0.96098 | 1.002 | 0.47953 | 3.0593 | 5.0055 | 2.0731 | 0.70763 | 0 | 0.90669 | 1.0706 | 0 | 0.47953 | 2018-03-14 | 30.2917 | heating | 10.381 | 0 | [33 empty] | 52 | 4.0951 | 3.8021
2018-01-04 | 4 | 1 | Winter: Off-Peak |  | 23 | heating | 0.49798 | 0.99129 | 1.002 | 0.49465 | 3.0593 | 5.1633 | 2.0731 | 0.72995 | 0 | 0.81803 | 1.0706 | 0 | 0.49465 | 2018-03-15 | 32.875 | heating | 9.6422 | 0 | [33 empty] | 53 | 4.1269 | 3.8642
2018-01-04 | 4 | 2 | Winter: Off-Peak |  | 21 | heating | 0.51937 | 1.0126 | 1.002 | 0.52702 | 3.0223 | 5.4346 | 1.9597 | 0.81278 | 0 | 0.74508 | 1.0706 | 0 | 0.52702 | 2018-03-16 | 38.75 | heating | 8.0485 | 0 | [33 empty] | 54 | 4.156 | 3.9259
2018-01-04 | 4 | 3 | Winter: Off-Peak |  | 21 | heating | 0.51937 | 1.0289 | 1.002 | 0.53547 | 3.0223 | 5.5217 | 1.9597 | 0.82581 | 0 | 0.69159 | 1.0706 | 0 | 0.53547 | 2018-03-17 | 43.9167 | heating | 6.629 | 0 | [33 empty] | 55 | 4.1851 | 3.9877
2018-01-04 | 4 | 4 | Winter: Off-Peak |  | 23 | heating | 0.49798 | 1.0654 | 1.002 | 0.53166 | 3.0593 | 5.5496 | 2.0731 | 0.78455 | 0 | 0.64739 | 1.0706 | 0 | 0.53166 | 2018-03-18 | 51.7083 | heating | 4.2995 | 0 | [33 empty] | 56 | 4.2191 | 4.0498
2018-01-04 | 4 | 5 | Winter: Off-Peak |  | 21 | heating | 0.51937 | 1.1031 | 1.002 | 0.5741 | 3.0223 | 5.9202 | 1.9597 | 0.88539 | 0 | 0.7214 | 1.0706 | 0 | 0.5741 | 2018-03-19 | 32.1667 | heating | 9.7947 | 0 | [33 empty] | 57 | 4.2531 | 4.112
2018-01-04 | 4 | 6 | Winter: Off-Peak |  | 21 | heating | 0.51937 | 1.1674 | 1.002 | 0.60757 | 3.0223 | 6.2653 | 1.9597 | 0.937 | 0 | 0.87787 | 1.0706 | 0 | 0.60757 | 2018-03-20 | 29.625 | heating | 10.6267 | 0 | [33 empty] | 58 | 4.2856 | 4.1738
2018-01-04 | 4 | 7 | Winter: On-Peak |  | 21 | heating | 0.51937 | 1.1567 | 1.002 | 0.602 | 3.0223 | 6.2078 | 1.9597 | 0.92842 | 0 | 0.97331 | 1.0706 | 0 | 0.602 | 2018-03-21 | 33.5 | heating | 9.4875 | 0 | [33 empty] | 59 | 4.3182 | 4.2356
2018-01-04 | 4 | 8 | Winter: On-Peak |  | 23 | heating | 0.49798 | 1.0887 | 1.002 | 0.54328 | 3.0593 | 5.6709 | 2.0731 | 0.80171 | 0 | 0.9494 | 1.0706 | 0 | 0.54328 | 2018-03-22 | 33.8333 | heating | 9.1951 | 0 | [33 empty] | 60 | 4.35 | 4.2971
2018-01-04 | 4 | 9 | Winter: On-Peak |  | 25 | heating | 0.47659 | 1.0265 | 1.002 | 0.49023 | 3.0939 | 5.1751 | 2.1844 | 0.69435 | 0 | 0.84085 | 1.0706 | 0 | 0.49023 | 2018-03-23 | 25.375 | heating | 11.4789 | 0 | [33 empty] | 61 | 4.3818 | 4.3586
2018-01-04 | 4 | 10 | Winter: On-Peak |  | 27 | heating | 0.4552 | 0.99414 | 1.002 | 0.45346 | 3.1144 | 4.8185 | 2.2875 | 0.61736 | 0 | 0.74504 | 1.0706 | 0 | 0.45346 | 2018-03-24 | 26.5833 | heating | 11.0074 | 0 | [33 empty] | 62 | 4.3818 | 4.3586
2018-01-04 | 4 | 11 | Winter: On-Peak |  | 27 | heating | 0.4552 | 0.95102 | 1.002 | 0.43379 | 3.1144 | 4.6095 | 2.2875 | 0.59059 | 0 | 0.72851 | 1.0706 | 0 | 0.43379 | 2018-03-25 | 26.3333 | heating | 10.4825 | 0 | [33 empty] | 63 | 4.3818 | 4.3586
2018-01-04 | 4 | 12 | Winter: On-Peak |  | 27 | heating | 0.4552 | 0.92818 | 1.002 | 0.42337 | 3.1144 | 4.4988 | 2.2875 | 0.5764 | 0 | 0.75911 | 1.0706 | 0 | 0.42337 | 2018-03-26 | 23.5417 | heating | 12.1398 | 0 | [33 empty] | 64 | 4.3818 | 4.3586
2018-01-04 | 4 | 13 | Winter: On-Peak |  | 27 | heating | 0.4552 | 0.91574 | 1.002 | 0.4177 | 3.1144 | 4.4385 | 2.2875 | 0.56867 | 0 | 0.79116 | 1.0706 | 0 | 0.4177 | 2018-03-27 | 25.3333 | heating | 11.7052 | 0 | [33 empty] | 65 | 4.3818 | 4.3586
2018-01-04 | 4 | 14 | Winter: On-Peak |  | 28 | heating | 0.4445 | 0.92047 | 1.002 | 0.40999 | 3.0942 | 4.3284 | 2.2833 | 0.55559 | 0 | 0.84356 | 1.0706 | 0 | 0.40999 | 2018-03-28 | 27.8333 | heating | 11.1285 | 0 | [33 empty] | 66 | 4.3818 | 4.3586
2018-01-04 | 4 | 15 | Winter: On-Peak |  | 28 | heating | 0.4445 | 0.92938 | 1.002 | 0.41396 | 3.0942 | 4.3703 | 2.2833 | 0.56097 | 0 | 0.96593 | 1.0706 | 0 | 0.41396 | 2018-03-29 | 28.25 | heating | 10.7301 | 0 | [33 empty] | 67 | 4.3818 | 4.3586
2018-01-04 | 4 | 16 | Winter: On-Peak |  | 28 | heating | 0.4445 | 0.95821 | 1.002 | 0.4268 | 3.0942 | 4.5058 | 2.2833 | 0.57837 | 0 | 1.1649 | 1.0706 | 0 | 0.4268 | 2018-03-30 | 35.7083 | heating | 8.8929 | 0 | [33 empty] | 68 | 4.3818 | 4.3586
2018-01-04 | 4 | 17 | Winter: On-Peak | Winter | 28 | heating | 0.4445 | 1.0003 | 1.002 | 0.44556 | 3.0942 | 4.7039 | 2.2833 | 0.60379 | 0 | 1.3522 | 1.0706 | 0 | 0.44556 | 2018-03-31 | 39.1667 | heating | 7.7779 | 0 | [33 empty] | 69 | 4.3818 | 4.3586
2018-01-04 | 4 | 18 | Winter: On-Peak | Winter | 28 | heating | 0.4445 | 0.99263 | 1.002 | 0.44213 | 3.0942 | 4.6677 | 2.2833 | 0.59915 | 0 | 1.5599 | 1.0706 | 0 | 0.44213 | 2018-04-01 | 32.8333 | heating | 8.852 | 0 | [33 empty] | 70 | 4.3818 | 4.3586
2018-01-04 | 4 | 19 | Winter: On-Peak |  | 30 | heating | 0.42311 | 0.98729 | 1.002 | 0.41859 | 3.0748 | 4.3914 | 2.334 | 0.55144 | 0 | 1.6764 | 1.0706 | 0 | 0.41859 | 2018-04-02 | 37.7917 | heating | 8.4186 | 0
2018-01-04 | 4 | 20 | Winter: On-Peak |  | 30 | heating | 0.42311 | 0.98078 | 1.002 | 0.41583 | 3.0748 | 4.3625 | 2.334 | 0.54781 | 0 | 1.5244 | 1.0706 | 0 | 0.41583 | 2018-04-03 | 39.8333 | heating | 7.8637 | 0
2018-01-04 | 4 | 21 | Winter: On-Peak |  | 30 | heating | 0.42311 | 0.96486 | 1.002 | 0.40908 | 3.0748 | 4.2917 | 2.334 | 0.53891 | 0 | 1.4449 | 1.0706 | 0 | 0.40908 | 2018-04-04 | 39.375 | heating | 7.9918 | 0
2018-01-04 | 4 | 22 | Winter: On-Peak |  | 30 | heating | 0.42311 | 0.93973 | 1.002 | 0.39842 | 3.0748 | 4.1799 | 2.334 | 0.52488 | 0 | 1.2427 | 1.0706 | 0 | 0.39842 | 2018-04-05 | 42.3333 | heating | 6.847 | 0
2018-01-04 | 4 | 23 | Winter: Off-Peak |  | 30 | heating | 0.42311 | 0.93552 | 1.002 | 0.39664 | 3.0748 | 4.1612 | 2.334 | 0.52253 | 0 | 1.0298 | 1.0706 | 0 | 0.39664 | 2018-04-06 | 34.9583 | heating | 9.0305 | 0
2018-01-05 | 5 | 0 | Winter: Off-Peak |  | 28 | heating | 0.4445 | 0.96098 | 1.0078 | 0.43049 | 3.0942 | 4.5448 | 2.2833 | 0.58337 | 0 | 0.90669 | 1.1856 | 0 | 0.43049 | 2018-04-07 | 35.0833 | heating | 8.9065 | 0
2018-01-05 | 5 | 1 | Winter: Off-Peak |  | 28 | heating | 0.4445 | 0.99129 | 1.0078 | 0.44407 | 3.0942 | 4.6882 | 2.2833 | 0.60177 | 0 | 0.81803 | 1.1856 | 0 | 0.44407 | 2018-04-08 | 38.125 | heating | 7.7219 | 0
2018-01-05 | 5 | 2 | Winter: Off-Peak |  | 28 | heating | 0.4445 | 1.0126 | 1.0078 | 0.45364 | 3.0942 | 4.7892 | 2.2833 | 0.61474 | 0 | 0.74508 | 1.1856 | 0 | 0.45364 | 2018-04-09 | 42.7083 | heating | 7.2343 | 0
2018-01-05 | 5 | 3 | Winter: Off-Peak |  | 28 | heating | 0.4445 | 1.0289 | 1.0078 | 0.46091 | 3.0942 | 4.866 | 2.2833 | 0.62459 | 0 | 0.69159 | 1.1856 | 0 | 0.46091 | 2018-04-10 | 50.25 | heating | 5.2306 | 0
2018-01-05 | 5 | 4 | Winter: Off-Peak |  | 27 | heating | 0.4552 | 1.0654 | 1.0078 | 0.48877 | 3.1144 | 5.1938 | 2.2875 | 0.66544 | 0 | 0.64739 | 1.1856 | 0 | 0.48877 | 2018-04-11 | 58.25 | Neither | 0 | 0
2018-01-05 | 5 | 5 | Winter: Off-Peak |  | 25 | heating | 0.47659 | 1.1031 | 1.0078 | 0.52984 | 3.0939 | 5.5932 | 2.1844 | 0.75046 | 0 | 0.7214 | 1.1856 | 0 | 0.52984 | 2018-04-12 | 51.5417 | heating | 4.6819 | 0
2018-01-05 | 5 | 6 | Winter: Off-Peak |  | 25 | heating | 0.47659 | 1.1674 | 1.0078 | 0.56072 | 3.0939 | 5.9193 | 2.1844 | 0.7942 | 0 | 0.87787 | 1.1856 | 0 | 0.56072 | 2018-04-13 | 44.5833 | heating | 6.4564 | 0
2018-01-05 | 5 | 7 | Winter: On-Peak |  | 27 | heating | 0.4552 | 1.1567 | 1.0078 | 0.53065 | 3.1144 | 5.6388 | 2.2875 | 0.72245 | 0 | 0.97331 | 1.1856 | 0 | 0.53065 | 2018-04-14 | 43.8333 | heating | 6.5872 | 0
2018-01-05 | 5 | 8 | Winter: On-Peak |  | 27 | heating | 0.4552 | 1.0887 | 1.0078 | 0.49946 | 3.1144 | 5.3074 | 2.2875 | 0.67999 | 0 | 0.9494 | 1.1856 | 0 | 0.49946 | 2018-04-15 | 34.875 | heating | 8.4614 | 0
2018-01-05 | 5 | 9 | Winter: On-Peak |  | 28 | heating | 0.4445 | 1.0265 | 1.0078 | 0.45985 | 3.0942 | 4.8548 | 2.2833 | 0.62316 | 0 | 0.84085 | 1.1856 | 0 | 0.45985 | 2018-04-16 | 37.5 | heating | 8.4078 | 0
2018-01-05 | 5 | 10 | Winter: On-Peak |  | 30 | heating | 0.42311 | 0.99414 | 1.0078 | 0.42391 | 3.0748 | 4.4473 | 2.334 | 0.55846 | 0 | 0.74504 | 1.1856 | 0 | 0.42391 | 2018-04-17 | 43.1667 | heating | 6.913 | 0
2018-01-05 | 5 | 11 | Winter: On-Peak |  | 30 | heating | 0.42311 | 0.95102 | 1.0078 | 0.40553 | 3.0748 | 4.2544 | 2.334 | 0.53424 | 0 | 0.72851 | 1.1856 | 0 | 0.40553 | 2018-04-18 | 38.2917 | heating | 8.2929 | 0
2018-01-05 | 5 | 12 | Winter: On-Peak |  | 30 | heating | 0.42311 | 0.92818 | 1.0078 | 0.39579 | 3.0748 | 4.1522 | 2.334 | 0.5214 | 0 | 0.75911 | 1.1856 | 0 | 0.39579 | 2018-04-19 | 40.375 | heating | 7.5688 | 0
2018-01-05 | 5 | 13 | Winter: On-Peak |  | 28 | heating | 0.4445 | 0.91574 | 1.0078 | 0.41023 | 3.0942 | 4.3309 | 2.2833 | 0.55591 | 0 | 0.79116 | 1.1856 | 0 | 0.41023 | 2018-04-20 | 42.1667 | heating | 7.1298 | 0
2018-01-05 | 5 | 14 | Winter: On-Peak |  | 30 | heating | 0.42311 | 0.92047 | 1.0078 | 0.3925 | 3.0748 | 4.1178 | 2.334 | 0.51708 | 0 | 0.84356 | 1.1856 | 0 | 0.3925 | 2018-04-21 | 38.9583 | heating | 7.7506 | 0
2018-01-05 | 5 | 15 | Winter: On-Peak |  | 28 | heating | 0.4445 | 0.92938 | 1.0078 | 0.41634 | 3.0942 | 4.3954 | 2.2833 | 0.56419 | 0 | 0.96593 | 1.1856 | 0 | 0.41634 | 2018-04-22 | 41.2917 | heating | 6.9998 | 0
2018-01-05 | 5 | 16 | Winter: On-Peak |  | 27 | heating | 0.4552 | 0.95821 | 1.0078 | 0.43958 | 3.1144 | 4.6711 | 2.2875 | 0.59847 | 0 | 1.1649 | 1.1856 | 0 | 0.43958 | 2018-04-23 | 41.125 | heating | 7.4873 | 0
2018-01-05 | 5 | 17 | Winter: On-Peak | Winter | 27 | heating | 0.4552 | 1.0003 | 1.0078 | 0.4589 | 3.1144 | 4.8764 | 2.2875 | 0.62477 | 0 | 1.3522 | 1.1856 | 0 | 0.4589 | 2018-04-24 | 53.1667 | Neither | 0 | 0
2018-01-05 | 5 | 18 | Winter: On-Peak | Winter | 25 | heating | 0.47659 | 0.99263 | 1.0078 | 0.47677 | 3.0939 | 5.033 | 2.1844 | 0.6753 | 0 | 1.5599 | 1.1856 | 0 | 0.47677 | 2018-04-25 | 50.4583 | heating | 5.1584 | 0
2018-01-05 | 5 | 19 | Winter: On-Peak |  | 25 | heating | 0.47659 | 0.98729 | 1.0078 | 0.4742 | 3.0939 | 5.0059 | 2.1844 | 0.67166 | 0 | 1.6764 | 1.1856 | 0 | 0.4742 | 2018-04-26 | 58.3333 | Neither | 0 | 0
2018-01-05 | 5 | 20 | Winter: On-Peak |  | 21 | heating | 0.51937 | 0.98078 | 1.0078 | 0.51337 | 3.0223 | 5.2939 | 1.9597 | 0.79173 | 0 | 1.5244 | 1.1856 | 0 | 0.51337 | 2018-04-27 | 68.375 | Cooling | 0 | 1.4097
2018-01-05 | 5 | 21 | Winter: On-Peak |  | 19 | heating | 0.54077 | 0.96486 | 1.0078 | 0.52583 | 2.9438 | 5.2816 | 1.829 | 0.84635 | 0 | 1.4449 | 1.1856 | 0 | 0.52583 | 2018-04-28 | 64.875 | Cooling | 0 | 0.86723
2018-01-05 | 5 | 22 | Winter: On-Peak |  | 18 | heating | 0.55146 | 0.93973 | 1.0078 | 0.52227 | 2.905 | 5.1766 | 1.7642 | 0.86 | 0 | 1.2427 | 1.1856 | 0 | 0.52227 | 2018-04-29 | 50.5417 | heating | 4.6562 | 0
2018-01-05 | 5 | 23 | Winter: Off-Peak |  | 18 | heating | 0.55146 | 0.93552 | 1.0078 | 0.51993 | 2.905 | 5.1535 | 1.7642 | 0.85615 | 0 | 1.0298 | 1.1856 | 0 | 0.51993 | 2018-04-30 | 49.0417 | heating | 5.4388 | 0
2018-01-06 | 6 | 0 | Winter: Off-Peak |  | 18 | heating | 0.55146 | 0.96098 | 0.98855 | 0.52387 | 2.905 | 5.1926 | 1.7642 | 0.86265 | 0 | 0.90669 | 1.0113 | 0 | 0.52387 | 2018-05-01 | 63.2083 | Cooling | 0 | 1.0184
2018-01-06 | 6 | 1 | Winter: Off-Peak |  | 12 | heating | 0.61564 | 0.99129 | 0.98855 | 0.60328 | 2.6647 | 5.4849 | 1.376 | 1.1682 | 0 | 0.81803 | 1.0113 | 0 | 0.60328 | 2018-05-02 | 73 | Cooling | 0 | 1.6464
2018-01-06 | 6 | 2 | Winter: Off-Peak |  | 12 | heating | 0.61564 | 1.0126 | 0.98855 | 0.61628 | 2.6647 | 5.6031 | 1.376 | 1.1934 | 0 | 0.74508 | 1.0113 | 0 | 0.61628 | 2018-05-03 | 71.0417 | Cooling | 0 | 1.1692
2018-01-06 | 6 | 3 | Winter: Off-Peak |  | 10 | heating | 0.63703 | 1.0289 | 0.98855 | 0.64792 | 2.5948 | 5.7364 | 1.2546 | 1.34 | 0 | 0.69159 | 1.0113 | 0 | 0.64792 | 2018-05-04 | 57.3333 | Neither | 0 | 0
2018-01-06 | 6 | 4 | Winter: Off-Peak |  | 10 | heating | 0.63703 | 1.0654 | 0.98855 | 0.67094 | 2.5948 | 5.9402 | 1.2546 | 1.3876 | 0 | 0.64739 | 1.0113 | 0 | 0.67094 | 2018-05-05 | 59.375 | Neither | 0 | 0
2018-01-06 | 6 | 5 | Winter: Off-Peak |  | 10 | heating | 0.63703 | 1.1031 | 0.98855 | 0.69467 | 2.5948 | 6.1503 | 1.2546 | 1.4367 | 0 | 0.7214 | 1.0113 | 0 | 0.69467 | 2018-05-06 | 59.4583 | Neither | 0 | 0
2018-01-06 | 6 | 6 | Winter: Off-Peak |  | 12 | heating | 0.61564 | 1.1674 | 0.98855 | 0.71048 | 2.6647 | 6.4595 | 1.376 | 1.3758 | 0 | 0.87787 | 1.0113 | 0 | 0.71048 | 2018-05-07 | 52.9167 | heating | 4.4767 | 0
2018-01-06 | 6 | 7 | Winter: Off-Peak |  | 10 | heating | 0.63703 | 1.1567 | 0.98855 | 0.72843 | 2.5948 | 6.4491 | 1.2546 | 1.5065 | 0 | 0.97331 | 1.0113 | 0 | 0.72843 | 2018-05-08 | 46.6667 | heating | 6.0367 | 0
2018-01-06 | 6 | 8 | Winter: Off-Peak |  | 10 | heating | 0.63703 | 1.0887 | 0.98855 | 0.68561 | 2.5948 | 6.0701 | 1.2546 | 1.418 | 0 | 0.9494 | 1.0113 | 0 | 0.68561 | 2018-05-09 | 38.3333 | heating | 8.2714 | 0
2018-01-06 | 6 | 9 | Winter: Off-Peak |  | 14 | heating | 0.59425 | 1.0265 | 0.98855 | 0.60302 | 2.7335 | 5.6242 | 1.5011 | 1.0981 | 0 | 0.84085 | 1.0113 | 0 | 0.60302 | 2018-05-10 | 40.5833 | heating | 7.5687 | 0
2018-01-06 | 6 | 10 | Winter: Off-Peak |  | 16 | heating | 0.57285 | 0.99414 | 0.98855 | 0.56297 | 2.8179 | 5.4129 | 1.6318 | 0.97222 | 0 | 0.74504 | 1.0113 | 0 | 0.56297 | 2018-05-11 | 43.7917 | heating | 6.8607 | 0
2018-01-06 | 6 | 11 | Winter: Off-Peak |  | 21 | heating | 0.51937 | 0.95102 | 0.98855 | 0.48828 | 3.0223 | 5.0351 | 1.9597 | 0.75303 | 0 | 0.72851 | 1.0113 | 0 | 0.48828 | 2018-05-12 | 46.25 | heating | 6.0002 | 0
2018-01-06 | 6 | 12 | Winter: Off-Peak |  | 23 | heating | 0.49798 | 0.92818 | 0.98855 | 0.45692 | 3.0593 | 4.7695 | 2.0731 | 0.67427 | 0 | 0.75911 | 1.0113 | 0 | 0.45692 | 2018-05-13 | 48.125 | heating | 5.3741 | 0
2018-01-06 | 6 | 13 | Winter: Off-Peak |  | 25 | heating | 0.47659 | 0.91574 | 0.98855 | 0.43143 | 3.0939 | 4.5544 | 2.1844 | 0.61108 | 0 | 0.79116 | 1.0113 | 0 | 0.43143 | 2018-05-14 | 56.0417 | Neither | 0 | 0
2018-01-06 | 6 | 14 | Winter: Off-Peak |  | 25 | heating | 0.47659 | 0.92047 | 0.98855 | 0.43367 | 3.0939 | 4.578 | 2.1844 | 0.61424 | 0 | 0.84356 | 1.0113 | 0 | 0.43367 | 2018-05-15 | 56.1667 | Neither | 0 | 0
2018-01-06 | 6 | 15 | Winter: Off-Peak |  | 25 | heating | 0.47659 | 0.92938 | 0.98855 | 0.43786 | 3.0939 | 4.6223 | 2.1844 | 0.62018 | 0 | 0.96593 | 1.0113 | 0 | 0.43786 | 2018-05-16 | 54.875 | Neither | 0 | 0
2018-01-06 | 6 | 16 | Winter: Off-Peak |  | 25 | heating | 0.47659 | 0.95821 | 0.98855 | 0.45144 | 3.0939 | 4.7657 | 2.1844 | 0.63942 | 0 | 1.1649 | 1.0113 | 0 | 0.45144 | 2018-05-17 | 55.7083 | Neither | 0 | 0
2018-01-06 | 6 | 17 | Winter: Off-Peak |  | 21 | heating | 0.51937 | 1.0003 | 0.98855 | 0.51359 | 3.0223 | 5.2962 | 1.9597 | 0.79207 | 0 | 1.3522 | 1.0113 | 0 | 0.51359 | 2018-05-18 | 58.2083 | Neither | 0 | 0
2018-01-06 | 6 | 18 | Winter: Off-Peak |  | 18 | heating | 0.55146 | 0.99263 | 0.98855 | 0.54113 | 2.905 | 5.3636 | 1.7642 | 0.89106 | 0 | 1.5599 | 1.0113 | 0 | 0.54113 | 2018-05-19 | 53.4167 | Neither | 0 | 0
2018-01-06 | 6 | 19 | Winter: Off-Peak |  | 16 | heating | 0.57285 | 0.98729 | 0.98855 | 0.55909 | 2.8179 | 5.3756 | 1.6318 | 0.96552 | 0 | 1.6764 | 1.0113 | 0 | 0.55909 | 2018-05-20 | 61.625 | Cooling | 0 | 1.0247
2018-01-06 | 6 | 20 | Winter: Off-Peak |  | 16 | heating | 0.57285 | 0.98078 | 0.98855 | 0.55541 | 2.8179 | 5.3401 | 1.6318 | 0.95916 | 0 | 1.5244 | 1.0113 | 0 | 0.55541 | 2018-05-21 | 63.8333 | Cooling | 0 | 0.92416
2018-01-06 | 6 | 21 | Winter: Off-Peak |  | 14 | heating | 0.59425 | 0.96486 | 0.98855 | 0.5668 | 2.7335 | 5.2864 | 1.5011 | 1.0321 | 0 | 1.4449 | 1.0113 | 0 | 0.5668 | 2018-05-22 | 69.5417 | Cooling | 0 | 1.1211
2018-01-06 | 6 | 22 | Winter: Off-Peak |  | 12 | heating | 0.61564 | 0.93973 | 0.98855 | 0.5719 | 2.6647 | 5.1996 | 1.376 | 1.1075 | 0 | 1.2427 | 1.0113 | 0 | 0.5719 | 2018-05-23 | 67.25 | Cooling | 0 | 1.0275
2018-01-06 | 6 | 23 | Winter: Off-Peak |  | 14 | heating | 0.59425 | 0.93552 | 0.98855 | 0.54956 | 2.7335 | 5.1256 | 1.5011 | 1.0008 | 0 | 1.0298 | 1.0113 | 0 | 0.54956 | 2018-05-24 | 68.4583 | Cooling | 0 | 1.5076
2018-01-07 | 7 | 0 | Winter: Off-Peak |  | 16 | heating | 0.57285 | 0.96098 | 0.93761 | 0.51615 | 2.8179 | 4.9627 | 1.6318 | 0.89136 | 0 | 0.90669 | 1.0096 | 0 | 0.51615 | 2018-05-25 | 71.5833 | Cooling | 0 | 2.0902
2018-01-07 | 7 | 1 | Winter: Off-Peak |  | 18 | heating | 0.55146 | 0.99129 | 0.93761 | 0.51255 | 2.905 | 5.0803 | 1.7642 | 0.844 | 0 | 0.81803 | 1.0096 | 0 | 0.51255 | 2018-05-26 | 74.4583 | Cooling | 0 | 2.2895
2018-01-07 | 7 | 2 | Winter: Off-Peak |  | 19 | heating | 0.54077 | 1.0126 | 0.93761 | 0.51344 | 2.9438 | 5.1571 | 1.829 | 0.82639 | 0 | 0.74508 | 1.0096 | 0 | 0.51344 | 2018-05-27 | 65.375 | Cooling | 0 | 0.94553
2018-01-07 | 7 | 3 | Winter: Off-Peak |  | 21 | heating | 0.51937 | 1.0289 | 0.93761 | 0.50103 | 3.0223 | 5.1667 | 1.9597 | 0.7727 | 0 | 0.69159 | 1.0096 | 0 | 0.50103 | 2018-05-28 | 62.6667 | Cooling | 0 | 0.88906
2018-01-07 | 7 | 4 | Winter: Off-Peak |  | 19 | heating | 0.54077 | 1.0654 | 0.93761 | 0.54021 | 2.9438 | 5.4259 | 1.829 | 0.86948 | 0 | 0.64739 | 1.0096 | 0 | 0.54021 | 2018-05-29 | 62.5833 | Cooling | 0 | 0.7535
2018-01-07 | 7 | 5 | Winter: Off-Peak |  | 19 | heating | 0.54077 | 1.1031 | 0.93761 | 0.55931 | 2.9438 | 5.6178 | 1.829 | 0.90023 | 0 | 0.7214 | 1.0096 | 0 | 0.55931 | 2018-05-30 | 63.125 | Cooling | 0 | 0.81007
2018-01-07 | 7 | 6 | Winter: Off-Peak |  | 19 | heating | 0.54077 | 1.1674 | 0.93761 | 0.59191 | 2.9438 | 5.9453 | 1.829 | 0.9527 | 0 | 0.87787 | 1.0096 | 0 | 0.59191 | 2018-05-31 | 68 | Cooling | 0 | 1.4877
2018-01-07 | 7 | 7 | Winter: Off-Peak |  | 19 | heating | 0.54077 | 1.1567 | 0.93761 | 0.58649 | 2.9438 | 5.8908 | 1.829 | 0.94397 | 0 | 0.97331 | 1.0096 | 0 | 0.58649 | 2018-06-01 | 65.6667 | Cooling | 0 | 1.0598
2018-01-07 | 7 | 8 | Winter: Off-Peak |  | 19 | heating | 0.54077 | 1.0887 | 0.93761 | 0.55202 | 2.9438 | 5.5446 | 1.829 | 0.88849 | 0 | 0.9494 | 1.0096 | 0 | 0.55202 | 2018-06-02 | 67.5 | Cooling | 0 | 1.2423
2018-01-07 | 7 | 9 | Winter: Off-Peak |  | 19 | heating | 0.54077 | 1.0265 | 0.93761 | 0.52047 | 2.9438 | 5.2277 | 1.829 | 0.83771 | 0 | 0.84085 | 1.0096 | 0 | 0.52047 | 2018-06-03 | 66.7917 | Cooling | 0 | 0.96298
2018-01-07 | 7 | 10 | Winter: Off-Peak |  | 19 | heating | 0.54077 | 0.99414 | 0.93761 | 0.50405 | 2.9438 | 5.0628 | 1.829 | 0.81129 | 0 | 0.74504 | 1.0096 | 0 | 0.50405 | 2018-06-04 | 66.25 | Cooling | 0 | 0.96585
2018-01-07 | 7 | 11 | Winter: Off-Peak |  | 21 | heating | 0.51937 | 0.95102 | 0.93761 | 0.46312 | 3.0223 | 4.7757 | 1.9597 | 0.71423 | 0 | 0.72851 | 1.0096 | 0 | 0.46312 | 2018-06-05 | 70.5833 | Cooling | 0 | 1.1526
2018-01-07 | 7 | 12 | Winter: Off-Peak |  | 23 | heating | 0.49798 | 0.92818 | 0.93761 | 0.43338 | 3.0593 | 4.5237 | 2.0731 | 0.63952 | 0 | 0.75911 | 1.0096 | 0 | 0.43338 | 2018-06-06 | 57.2917 | Neither | 0 | 0
2018-01-07 | 7 | 13 | Winter: Off-Peak |  | 25 | heating | 0.47659 | 0.91574 | 0.93761 | 0.4092 | 3.0939 | 4.3197 | 2.1844 | 0.57959 | 0 | 0.79116 | 1.0096 | 0 | 0.4092 | 2018-06-07 | 56.2083 | Neither | 0 | 0
2018-01-07 | 7 | 14 | Winter: Off-Peak |  | 25 | heating | 0.47659 | 0.92047 | 0.93761 | 0.41132 | 3.0939 | 4.3421 | 2.1844 | 0.58259 | 0 | 0.84356 | 1.0096 | 0 | 0.41132 | 2018-06-08 | 53.5417 | Neither | 0 | 0
2018-01-07 | 7 | 15 | Winter: Off-Peak |  | 25 | heating | 0.47659 | 0.92938 | 0.93761 | 0.4153 | 3.0939 | 4.3841 | 2.1844 | 0.58822 | 0 | 0.96593 | 1.0096 | 0 | 0.4153 | 2018-06-09 | 53.8333 | Neither | 0 | 0
2018-01-07 | 7 | 16 | Winter: Off-Peak |  | 25 | heating | 0.47659 | 0.95821 | 0.93761 | 0.42818 | 3.0939 | 4.5201 | 2.1844 | 0.60647 | 0 | 1.1649 | 1.0096 | 0 | 0.42818 | 2018-06-10 | 56.75 | Neither | 0 | 0
2018-01-07 | 7 | 17 | Winter: Off-Peak |  | 23 | heating | 0.49798 | 1.0003 | 0.93761 | 0.46706 | 3.0593 | 4.8753 | 2.0731 | 0.68923 | 0 | 1.3522 | 1.0096 | 0 | 0.46706 | 2018-06-11 | 60.25 | Cooling | 0 | 0.73168
2018-01-07 | 7 | 18 | Winter: Off-Peak |  | 23 | heating | 0.49798 | 0.99263 | 0.93761 | 0.46347 | 3.0593 | 4.8379 | 2.0731 | 0.68394 | 0 | 1.5599 | 1.0096 | 0 | 0.46347 | 2018-06-12 | 58.2917 | Neither | 0 | 0
2018-01-07 | 7 | 19 | Winter: Off-Peak |  | 23 | heating | 0.49798 | 0.98729 | 0.93761 | 0.46098 | 3.0593 | 4.8118 | 2.0731 | 0.68025 | 0 | 1.6764 | 1.0096 | 0 | 0.46098 | 2018-06-13 | 61.75 | Cooling | 0 | 0.87833
2018-01-07 | 7 | 20 | Winter: Off-Peak |  | 21 | heating | 0.51937 | 0.98078 | 0.93761 | 0.47761 | 3.0223 | 4.9251 | 1.9597 | 0.73658 | 0 | 1.5244 | 1.0096 | 0 | 0.47761 | 2018-06-14 | 59.4167 | Neither | 0 | 0
2018-01-07 | 7 | 21 | Winter: Off-Peak |  | 21 | heating | 0.51937 | 0.96486 | 0.93761 | 0.46986 | 3.0223 | 4.8452 | 1.9597 | 0.72462 | 0 | 1.4449 | 1.0096 | 0 | 0.46986 | 2018-06-15 | 57.7083 | Neither | 0 | 0
2018-01-07 | 7 | 22 | Winter: Off-Peak |  | 21 | heating | 0.51937 | 0.93973 | 0.93761 | 0.45762 | 3.0223 | 4.719 | 1.9597 | 0.70575 | 0 | 1.2427 | 1.0096 | 0 | 0.45762 | 2018-06-16 | 58.7917 | Neither | 0 | 0
2018-01-07 | 7 | 23 | Winter: Off-Peak |  | 21 | heating | 0.51937 | 0.93552 | 0.93761 | 0.45557 | 3.0223 | 4.6978 | 1.9597 | 0.70259 | 0 | 1.0298 | 1.0096 | 0 | 0.45557 | 2018-06-17 | 60.0417 | Cooling | 0 | 0.79467
2018-01-08 | 1 | 0 | Winter: Off-Peak |  | 21 | heating | 0.51937 | 0.96098 | 1.0177 | 0.50795 | 3.0223 | 5.238 | 1.9597 | 0.78338 | 0 | 0.90669 | 0.9441 | 0 | 0.50795 | 2018-06-18 | 66.625 | Cooling | 0 | 1.2552
2018-01-08 | 1 | 1 | Winter: Off-Peak |  | 21 | heating | 0.51937 | 0.99129 | 1.0177 | 0.52398 | 3.0223 | 5.4032 | 1.9597 | 0.80808 | 0 | 0.81803 | 0.9441 | 0 | 0.52398 | 2018-06-19 | 71.4583 | Cooling | 0 | 1.2745
2018-01-08 | 1 | 2 | Winter: Off-Peak |  | 21 | heating | 0.51937 | 1.0126 | 1.0177 | 0.53526 | 3.0223 | 5.5197 | 1.9597 | 0.8255 | 0 | 0.74508 | 0.9441 | 0 | 0.53526 | 2018-06-20 | 72.4583 | Cooling | 0 | 1.3244
2018-01-08 | 1 | 3 | Winter: Off-Peak |  | 19 | heating | 0.54077 | 1.0289 | 1.0177 | 0.56625 | 2.9438 | 5.6875 | 1.829 | 0.91139 | 0 | 0.69159 | 0.9441 | 0 | 0.56625 | 2018-06-21 | 69.0417 | Cooling | 0 | 1.2966
2018-01-08 | 1 | 4 | Winter: Off-Peak |  | 21 | heating | 0.51937 | 1.0654 | 1.0177 | 0.56317 | 3.0223 | 5.8074 | 1.9597 | 0.86853 | 0 | 0.64739 | 0.9441 | 0 | 0.56317 | 2018-06-22 | 65.7917 | Cooling | 0 | 1.2442
2018-01-08 | 1 | 5 | Winter: Off-Peak |  | 21 | heating | 0.51937 | 1.1031 | 1.0177 | 0.58309 | 3.0223 | 6.0128 | 1.9597 | 0.89925 | 0 | 0.7214 | 0.9441 | 0 | 0.58309 | 2018-06-23 | 71.5417 | Cooling | 0 | 1.373
2018-01-08 | 1 | 6 | Winter: Off-Peak |  | 21 | heating | 0.51937 | 1.1674 | 1.0177 | 0.61708 | 3.0223 | 6.3633 | 1.9597 | 0.95167 | 0 | 0.87787 | 0.9441 | 0 | 0.61708 | 2018-06-24 | 72.875 | Cooling | 0 | 1.3856
2018-01-08 | 1 | 7 | Winter: On-Peak |  | 21 | heating | 0.51937 | 1.1567 | 1.0177 | 0.61142 | 3.0223 | 6.305 | 1.9597 | 0.94295 | 0 | 0.97331 | 0.9441 | 0 | 0.61142 | 2018-06-25 | 67.1667 | Cooling | 0 | 1.0949
2018-01-08 | 1 | 8 | Winter: On-Peak |  | 21 | heating | 0.51937 | 1.0887 | 1.0177 | 0.57549 | 3.0223 | 5.9344 | 1.9597 | 0.88753 | 0 | 0.9494 | 0.9441 | 0 | 0.57549 | 2018-06-26 | 62.7917 | Cooling | 0 | 0.71495
2018-01-08 | 1 | 9 | Winter: On-Peak |  | 21 | heating | 0.51937 | 1.0265 | 1.0177 | 0.5426 | 3.0223 | 5.5953 | 1.9597 | 0.8368 | 0 | 0.84085 | 0.9441 | 0 | 0.5426 | 2018-06-27 | 68.6667 | Cooling | 0 | 1.1181
2018-01-08 | 1 | 10 | Winter: On-Peak |  | 23 | heating | 0.49798 | 0.99414 | 1.0177 | 0.50384 | 3.0593 | 5.2592 | 2.0731 | 0.7435 | 0 | 0.74504 | 0.9441 | 0 | 0.50384 | 2018-06-28 | 74.6667 | Cooling | 0 | 1.6258
2018-01-08 | 1 | 11 | Winter: On-Peak |  | 25 | heating | 0.47659 | 0.95102 | 1.0177 | 0.46128 | 3.0939 | 4.8695 | 2.1844 | 0.65336 | 0 | 0.72851 | 0.9441 | 0 | 0.46128 | 2018-06-29 | 69.7083 | Cooling | 0 | 1.2753
2018-01-08 | 1 | 12 | Winter: On-Peak |  | 25 | heating | 0.47659 | 0.92818 | 1.0177 | 0.4502 | 3.0939 | 4.7525 | 2.1844 | 0.63766 | 0 | 0.75911 | 0.9441 | 0 | 0.4502 | 2018-06-30 | 59.3333 | Neither | 0 | 0
2018-01-08 | 1 | 13 | Winter: On-Peak |  | 25 | heating | 0.47659 | 0.91574 | 1.0177 | 0.44417 | 3.0939 | 4.6889 | 2.1844 | 0.62912 | 0 | 0.79116 | 0.9441 | 0 | 0.44417 | 2018-07-01 | 56.7917 | Neither | 0 | 0
2018-01-08 | 1 | 14 | Winter: On-Peak |  | 27 | heating | 0.4552 | 0.92047 | 1.0177 | 0.42643 | 3.1144 | 4.5313 | 2.2875 | 0.58056 | 0 | 0.84356 | 0.9441 | 0 | 0.42643 | 2018-07-02 | 61.625 | Cooling | 0 | 0.86914
2018-01-08 | 1 | 15 | Winter: On-Peak |  | 27 | heating | 0.4552 | 0.92938 | 1.0177 | 0.43055 | 3.1144 | 4.5751 | 2.2875 | 0.58618 | 0 | 0.96593 | 0.9441 | 0 | 0.43055 | 2018-07-03 | 69.2083 | Cooling | 0 | 1.2297
2018-01-08 | 1 | 16 | Winter: On-Peak |  | 27 | heating | 0.4552 | 0.95821 | 1.0177 | 0.44391 | 3.1144 | 4.717 | 2.2875 | 0.60436 | 0 | 1.1649 | 0.9441 | 0 | 0.44391 | 2018-07-04 | 72.3333 | Cooling | 0 | 1.6499
2018-01-08 | 1 | 17 | Winter: On-Peak | Winter | 25 | heating | 0.47659 | 1.0003 | 1.0177 | 0.4852 | 3.0939 | 5.122 | 2.1844 | 0.68723 | 0 | 1.3522 | 0.9441 | 0 | 0.4852 | 2018-07-05 | 75.9167 | Cooling | 0 | 2.7275
2018-01-08 | 1 | 18 | Winter: On-Peak | Winter | 25 | heating | 0.47659 | 0.99263 | 1.0177 | 0.48147 | 3.0939 | 5.0826 | 2.1844 | 0.68195 | 0 | 1.5599 | 0.9441 | 0 | 0.48147 | 2018-07-06 | 81.125 | Cooling | 0 | 3.586
2018-01-08 | 1 | 19 | Winter: On-Peak |  | 25 | heating | 0.47659 | 0.98729 | 1.0177 | 0.47887 | 3.0939 | 5.0552 | 2.1844 | 0.67827 | 0 | 1.6764 | 0.9441 | 0 | 0.47887 | 2018-07-07 | 80.375 | Cooling | 0 | 2.8663
2018-01-08 | 1 | 20 | Winter: On-Peak |  | 23 | heating | 0.49798 | 0.98078 | 1.0177 | 0.49707 | 3.0593 | 5.1886 | 2.0731 | 0.73352 | 0 | 1.5244 | 0.9441 | 0 | 0.49707 | 2018-07-08 | 78.2083 | Cooling | 0 | 2.2134
2018-01-08 | 1 | 21 | Winter: On-Peak |  | 23 | heating | 0.49798 | 0.96486 | 1.0177 | 0.489 | 3.0593 | 5.1043 | 2.0731 | 0.7216 | 0 | 1.4449 | 0.9441 | 0 | 0.489 | 2018-07-09 | 78.25 | Cooling | 0 | 2.1987
2018-01-08 | 1 | 22 | Winter: On-Peak |  | 21 | heating | 0.51937 | 0.93973 | 1.0177 | 0.49672 | 3.0223 | 5.1222 | 1.9597 | 0.76605 | 0 | 1.2427 | 0.9441 | 0 | 0.49672 | 2018-07-10 | 71.125 | Cooling | 0 | 0.95053
2018-01-08 | 1 | 23 | Winter: Off-Peak |  | 21 | heating | 0.51937 | 0.93552 | 1.0177 | 0.4945 | 3.0223 | 5.0993 | 1.9597 | 0.76262 | 0 | 1.0298 | 0.9441 | 0 | 0.4945 | 2018-07-11 | 72.1667 | Cooling | 0 | 1.5145
2018-01-09 | 2 | 0 | Winter: Off-Peak |  | 21 | heating | 0.51937 | 0.96098 | 1.02 | 0.50907 | 3.0223 | 5.2496 | 1.9597 | 0.7851 | 0 | 0.90669 | 0.83669 | 0 | 0.50907 | 2018-07-12 | 74.3333 | Cooling | 0 | 1.9991
2018-01-09 | 2 | 1 | Winter: Off-Peak |  | 21 | heating | 0.51937 | 0.99129 | 1.02 | 0.52513 | 3.0223 | 5.4151 | 1.9597 | 0.80986 | 0 | 0.81803 | 0.83669 | 0 | 0.52513 | 2018-07-13 | 72.9167 | Cooling | 0 | 1.5552
2018-01-09 | 2 | 2 | Winter: Off-Peak |  | 21 | heating | 0.51937 | 1.0126 | 1.02 | 0.53644 | 3.0223 | 5.5318 | 1.9597 | 0.82731 | 0 | 0.74508 | 0.83669 | 0 | 0.53644 | 2018-07-14 | 70.4583 | Cooling | 0 | 1.1403
2018-01-09 | 2 | 3 | Winter: Off-Peak |  | 21 | heating | 0.51937 | 1.0289 | 1.02 | 0.54504 | 3.0223 | 5.6205 | 1.9597 | 0.84058 | 0 | 0.69159 | 0.83669 | 0 | 0.54504 | 2018-07-15 | 74.9167 | Cooling | 0 | 1.8935
2018-01-09 | 2 | 4 | Winter: Off-Peak |  | 23 | heating | 0.49798 | 1.0654 | 1.02 | 0.54116 | 3.0593 | 5.6488 | 2.0731 | 0.79858 | 0 | 0.64739 | 0.83669 | 0 | 0.54116 | 2018-07-16 | 75.875 | Cooling | 0 | 1.6123
2018-01-09 | 2 | 5 | Winter: Off-Peak |  | 21 | heating | 0.51937 | 1.1031 | 1.02 | 0.58437 | 3.0223 | 6.026 | 1.9597 | 0.90123 | 0 | 0.7214 | 0.83669 | 0 | 0.58437 | 2018-07-17 | 76.2917 | Cooling | 0 | 1.7785
2018-01-09 | 2 | 6 | Winter: Off-Peak |  | 21 | heating | 0.51937 | 1.1674 | 1.02 | 0.61843 | 3.0223 | 6.3773 | 1.9597 | 0.95376 | 0 | 0.87787 | 0.83669 | 0 | 0.61843 | 2018-07-18 | 73.5833 | Cooling | 0 | 1.3406
2018-01-09 | 2 | 7 | Winter: On-Peak |  | 21 | heating | 0.51937 | 1.1567 | 1.02 | 0.61277 | 3.0223 | 6.3189 | 1.9597 | 0.94502 | 0 | 0.97331 | 0.83669 | 0 | 0.61277 | 2018-07-19 | 69.25 | Cooling | 0 | 1.2688
2018-01-09 | 2 | 8 | Winter: On-Peak |  | 21 | heating | 0.51937 | 1.0887 | 1.02 | 0.57675 | 3.0223 | 5.9475 | 1.9597 | 0.88948 | 0 | 0.9494 | 0.83669 | 0 | 0.57675 | 2018-07-20 | 69.5417 | Cooling | 0 | 1.4301
2018-01-09 | 2 | 9 | Winter: On-Peak |  | 21 | heating | 0.51937 | 1.0265 | 1.02 | 0.54379 | 3.0223 | 5.6076 | 1.9597 | 0.83864 | 0 | 0.84085 | 0.83669 | 0 | 0.54379 | 2018-07-21 | 70.5417 | Cooling | 0 | 1.5085
2018-01-09 | 2 | 10 | Winter: On-Peak |  | 23 | heating | 0.49798 | 0.99414 | 1.02 | 0.50495 | 3.0593 | 5.2708 | 2.0731 | 0.74514 | 0 | 0.74504 | 0.83669 | 0 | 0.50495 | 2018-07-22 | 67.4167 | Cooling | 0 | 1.09
2018-01-09 | 2 | 11 | Winter: On-Peak |  | 25 | heating | 0.47659 | 0.95102 | 1.02 | 0.4623 | 3.0939 | 4.8802 | 2.1844 | 0.65479 | 0 | 0.72851 | 0.83669 | 0 | 0.4623 | 2018-07-23 | 64.7083 | Cooling | 0 | 0.82877
2018-01-09 | 2 | 12 | Winter: On-Peak |  | 25 | heating | 0.47659 | 0.92818 | 1.02 | 0.45119 | 3.0939 | 4.763 | 2.1844 | 0.63906 | 0 | 0.75911 | 0.83669 | 0 | 0.45119 | 2018-07-24 | 74 | Cooling | 0 | 1.3396
2018-01-09 | 2 | 13 | Winter: On-Peak |  | 27 | heating | 0.4552 | 0.91574 | 1.02 | 0.42517 | 3.1144 | 4.5179 | 2.2875 | 0.57884 | 0 | 0.79116 | 0.83669 | 0 | 0.42517 | 2018-07-25 | 70.1667 | Cooling | 0 | 1.0463
2018-01-09 | 2 | 14 | Winter: On-Peak |  | 27 | heating | 0.4552 | 0.92047 | 1.02 | 0.42737 | 3.1144 | 4.5413 | 2.2875 | 0.58184 | 0 | 0.84356 | 0.83669 | 0 | 0.42737 | 2018-07-26 | 65.2083 | Cooling | 0 | 1.1298
2018-01-09 | 2 | 15 | Winter: On-Peak |  | 27 | heating | 0.4552 | 0.92938 | 1.02 | 0.4315 | 3.1144 | 4.5852 | 2.2875 | 0.58747 | 0 | 0.96593 | 0.83669 | 0 | 0.4315 | 2018-07-27 | 69.875 | Cooling | 0 | 1.7563
2018-01-09 | 2 | 16 | Winter: On-Peak |  | 27 | heating | 0.4552 | 0.95821 | 1.02 | 0.44488 | 3.1144 | 4.7274 | 2.2875 | 0.60569 | 0 | 1.1649 | 0.83669 | 0 | 0.44488 | 2018-07-28 | 71.9583 | Cooling | 0 | 1.6195
2018-01-09 | 2 | 17 | Winter: On-Peak | Winter | 25 | heating | 0.47659 | 1.0003 | 1.02 | 0.48626 | 3.0939 | 5.1332 | 2.1844 | 0.68874 | 0 | 1.3522 | 0.83669 | 0 | 0.48626 | 2018-07-29 | 70.1667 | Cooling | 0 | 1.149
2018-01-09 | 2 | 18 | Winter: On-Peak | Winter | 23 | heating | 0.49798 | 0.99263 | 1.02 | 0.50418 | 3.0593 | 5.2628 | 2.0731 | 0.74401 | 0 | 1.5599 | 0.83669 | 0 | 0.50418 | 2018-07-30 | 61 | Cooling | 0 | 0.76814
2018-01-09 | 2 | 19 | Winter: On-Peak |  | 21 | heating | 0.51937 | 0.98729 | 1.02 | 0.52301 | 3.0223 | 5.3933 | 1.9597 | 0.80659 | 0 | 1.6764 | 0.83669 | 0 | 0.52301 | 2018-07-31 | 59.5417 | Neither | 0 | 0
2018-01-09 | 2 | 20 | Winter: On-Peak |  | 21 | heating | 0.51937 | 0.98078 | 1.02 | 0.51956 | 3.0223 | 5.3578 | 1.9597 | 0.80128 | 0 | 1.5244 | 0.83669 | 0 | 0.51956 | 2018-08-01 | 67.2083 | Cooling | 0 | 1.1058
2018-01-09 | 2 | 21 | Winter: On-Peak |  | 21 | heating | 0.51937 | 0.96486 | 1.02 | 0.51113 | 3.0223 | 5.2708 | 1.9597 | 0.78827 | 0 | 1.4449 | 0.83669 | 0 | 0.51113 | 2018-08-02 | 71.2083 | Cooling | 0 | 1.4357
2018-01-09 | 2 | 22 | Winter: On-Peak |  | 21 | heating | 0.51937 | 0.93973 | 1.02 | 0.49781 | 3.0223 | 5.1335 | 1.9597 | 0.76774 | 0 | 1.2427 | 0.83669 | 0 | 0.49781 | 2018-08-03 | 73 | Cooling | 0 | 1.6613
2018-01-09 | 2 | 23 | Winter: Off-Peak |  | 19 | heating | 0.54077 | 0.93552 | 1.02 | 0.516 | 2.9438 | 5.1828 | 1.829 | 0.83052 | 0 | 1.0298 | 0.83669 | 0 | 0.516 | 2018-08-04 | 76.0833 | Cooling | 0 | 1.7993
2018-01-10 | 3 | 0 | Winter: Off-Peak |  | 19 | heating | 0.54077 | 0.96098 | 1.0263 | 0.53333 | 2.9438 | 5.3569 | 1.829 | 0.85842 | 0 | 0.90669 | 0.94211 | 0 | 0.53333 | 2018-08-05 | 74.75 | Cooling | 0 | 1.5539
2018-01-10 | 3 | 1 | Winter: Off-Peak |  | 19 | heating | 0.54077 | 0.99129 | 1.0263 | 0.55015 | 2.9438 | 5.5258 | 1.829 | 0.88549 | 0 | 0.81803 | 0.94211 | 0 | 0.55015 | 2018-08-06 | 67.7917 | Cooling | 0 | 0.9363
2018-01-10 | 3 | 2 | Winter: Off-Peak |  | 18 | heating | 0.55146 | 1.0126 | 1.0263 | 0.57312 | 2.905 | 5.6807 | 1.7642 | 0.94375 | 0 | 0.74508 | 0.94211 | 0 | 0.57312 | 2018-08-07 | 61.2083 | Cooling | 0 | 0.67376
2018-01-10 | 3 | 3 | Winter: Off-Peak |  | 16 | heating | 0.57285 | 1.0289 | 1.0263 | 0.6049 | 2.8179 | 5.816 | 1.6318 | 1.0446 | 0 | 0.69159 | 0.94211 | 0 | 0.6049 | 2018-08-08 | 67.0833 | Cooling | 0 | 1.0886
2018-01-10 | 3 | 4 | Winter: Off-Peak |  | 16 | heating | 0.57285 | 1.0654 | 1.0263 | 0.62639 | 2.8179 | 6.0226 | 1.6318 | 1.0817 | 0 | 0.64739 | 0.94211 | 0 | 0.62639 | 2018-08-09 | 75.3333 | Cooling | 0 | 1.6485
2018-01-10 | 3 | 5 | Winter: Off-Peak |  | 16 | heating | 0.57285 | 1.1031 | 1.0263 | 0.64855 | 2.8179 | 6.2356 | 1.6318 | 1.12 | 0 | 0.7214 | 0.94211 | 0 | 0.64855 | 2018-08-10 | 73.4583 | Cooling | 0 | 1.8139
2018-01-10 | 3 | 6 | Winter: Off-Peak |  | 16 | heating | 0.57285 | 1.1674 | 1.0263 | 0.68635 | 2.8179 | 6.5991 | 1.6318 | 1.1853 | 0 | 0.87787 | 0.94211 | 0 | 0.68635 | 2018-08-11 | 70.125 | Cooling | 0 | 1.3061
2018-01-10 | 3 | 7 | Winter: On-Peak |  | 16 | heating | 0.57285 | 1.1567 | 1.0263 | 0.68006 | 2.8179 | 6.5386 | 1.6318 | 1.1744 | 0 | 0.97331 | 0.94211 | 0 | 0.68006 | 2018-08-12 | 68.4167 | Cooling | 0 | 1.0519
2018-01-10 | 3 | 8 | Winter: On-Peak |  | 16 | heating | 0.57285 | 1.0887 | 1.0263 | 0.64009 | 2.8179 | 6.1543 | 1.6318 | 1.1054 | 0 | 0.9494 | 0.94211 | 0 | 0.64009 | 2018-08-13 | 69.8333 | Cooling | 0 | 1.1168
2018-01-10 | 3 | 9 | Winter: On-Peak |  | 18 | heating | 0.55146 | 1.0265 | 1.0263 | 0.58097 | 2.905 | 5.7585 | 1.7642 | 0.95667 | 0 | 0.84085 | 0.94211 | 0 | 0.58097 | 2018-08-14 | 69.3333 | Cooling | 0 | 1.0229
2018-01-10 | 3 | 10 | Winter: On-Peak |  | 18 | heating | 0.55146 | 0.99414 | 1.0263 | 0.56265 | 2.905 | 5.5769 | 1.7642 | 0.9265 | 0 | 0.74504 | 0.94211 | 0 | 0.56265 | 2018-08-15 | 66.5417 | Cooling | 0 | 0.92107
2018-01-10 | 3 | 11 | Winter: On-Peak |  | 19 | heating | 0.54077 | 0.95102 | 1.0263 | 0.52781 | 2.9438 | 5.3014 | 1.829 | 0.84952 | 0 | 0.72851 | 0.94211 | 0 | 0.52781 | 2018-08-16 | 70 | Cooling | 0 | 1.3279
2018-01-10 | 3 | 12 | Winter: On-Peak |  | 19 | heating | 0.54077 | 0.92818 | 1.0263 | 0.51513 | 2.9438 | 5.174 | 1.829 | 0.82912 | 0 | 0.75911 | 0.94211 | 0 | 0.51513 | 2018-08-17 | 69.2917 | Cooling | 0 | 1.5825
2018-01-10 | 3 | 13 | Winter: On-Peak |  | 21 | heating | 0.51937 | 0.91574 | 1.0263 | 0.48812 | 3.0223 | 5.0335 | 1.9597 | 0.75279 | 0 | 0.79116 | 0.94211 | 0 | 0.48812 | 2018-08-18 | 66.1667 | Cooling | 0 | 0.99215
2018-01-10 | 3 | 14 | Winter: On-Peak |  | 23 | heating | 0.49798 | 0.92047 | 1.0263 | 0.47044 | 3.0593 | 4.9106 | 2.0731 | 0.69421 | 0 | 0.84356 | 0.94211 | 0 | 0.47044 | 2018-08-19 | 71.875 | Cooling | 0 | 1.5069
2018-01-10 | 3 | 15 | Winter: On-Peak |  | 23 | heating | 0.49798 | 0.92938 | 1.0263 | 0.47499 | 3.0593 | 4.9581 | 2.0731 | 0.70093 | 0 | 0.96593 | 0.94211 | 0 | 0.47499 | 2018-08-20 | 62.8333 | Cooling | 0 | 0.7961
2018-01-10 | 3 | 16 | Winter: On-Peak |  | 21 | heating | 0.51937 | 0.95821 | 1.0263 | 0.51076 | 3.0223 | 5.267 | 1.9597 | 0.7877 | 0 | 1.1649 | 0.94211 | 0 | 0.51076 | 2018-08-21 | 61.5833 | Cooling | 0 | 0.70462
2018-01-10 | 3 | 17 | Winter: On-Peak | Winter | 19 | heating | 0.54077 | 1.0003 | 1.0263 | 0.55517 | 2.9438 | 5.5762 | 1.829 | 0.89356 | 0 | 1.3522 | 0.94211 | 0 | 0.55517 | 2018-08-22 | 64.25 | Cooling | 0 | 0.87476
2018-01-10 | 3 | 18 | Winter: On-Peak | Winter | 18 | heating | 0.55146 | 0.99263 | 1.0263 | 0.5618 | 2.905 | 5.5685 | 1.7642 | 0.9251 | 0 | 1.5599 | 0.94211 | 0 | 0.5618 | 2018-08-23 | 61.4167 | Cooling | 0 | 0.97044
2018-01-10 | 3 | 19 | Winter: On-Peak |  | 18 | heating | 0.55146 | 0.98729 | 1.0263 | 0.55877 | 2.905 | 5.5385 | 1.7642 | 0.92011 | 0 | 1.6764 | 0.94211 | 0 | 0.55877 | 2018-08-24 | 65 | Cooling | 0 | 1.0748
2018-01-10 | 3 | 20 | Winter: On-Peak |  | 14 | heating | 0.59425 | 0.98078 | 1.0263 | 0.59816 | 2.7335 | 5.5789 | 1.5011 | 1.0893 | 0 | 1.5244 | 0.94211 | 0 | 0.59816 | 2018-08-25 | 66.3333 | Cooling | 0 | 0.94774
2018-01-10 | 3 | 21 | Winter: On-Peak |  | 12 | heating | 0.61564 | 0.96486 | 1.0263 | 0.60963 | 2.6647 | 5.5426 | 1.376 | 1.1805 | 0 | 1.4449 | 0.94211 | 0 | 0.60963 | 2018-08-26 | 66.8333 | Cooling | 0 | 0.97776
2018-01-10 | 3 | 22 | Winter: On-Peak |  | 10 | heating | 0.63703 | 0.93973 | 1.0263 | 0.61438 | 2.5948 | 5.4394 | 1.2546 | 1.2706 | 0 | 1.2427 | 0.94211 | 0 | 0.61438 | 2018-08-27 | 59.5 | Neither | 0 | 0
2018-01-10 | 3 | 23 | Winter: Off-Peak |  | 10 | heating | 0.63703 | 0.93552 | 1.0263 | 0.61163 | 2.5948 | 5.4151 | 1.2546 | 1.2649 | 0 | 1.0298 | 0.94211 | 0 | 0.61163 | 2018-08-28 | 62 | Cooling | 0 | 0.80587
2018-01-11 | 4 | 0 | Winter: Off-Peak |  | 12 | heating | 0.61564 | 0.96098 | 1.002 | 0.59282 | 2.6647 | 5.3898 | 1.376 | 1.148 | 0 | 0.90669 | 1.0706 | 0 | 0.59282 | 2018-08-29 | 68.75 | Cooling | 0 | 1.4226
2018-01-11 | 4 | 1 | Winter: Off-Peak |  | 14 | heating | 0.59425 | 0.99129 | 1.002 | 0.59027 | 2.7335 | 5.5053 | 1.5011 | 1.0749 | 0 | 0.81803 | 1.0706 | 0 | 0.59027 | 2018-08-30 | 69.7917 | Cooling | 0 | 1.6669
2018-01-11 | 4 | 2 | Winter: Off-Peak |  | 14 | heating | 0.59425 | 1.0126 | 1.002 | 0.60299 | 2.7335 | 5.624 | 1.5011 | 1.0981 | 0 | 0.74508 | 1.0706 | 0 | 0.60299 | 2018-08-31 | 75.0833 | Cooling | 0 | 2.3422
2018-01-11 | 4 | 3 | Winter: Off-Peak |  | 14 | heating | 0.59425 | 1.0289 | 1.002 | 0.61266 | 2.7335 | 5.7141 | 1.5011 | 1.1157 | 0 | 0.69159 | 1.0706 | 0 | 0.61266 | 2018-09-01 | 75.375 | Cooling | 0 | 2.0957
2018-01-11 | 4 | 4 | Winter: Off-Peak |  | 16 | heating | 0.57285 | 1.0654 | 1.002 | 0.61159 | 2.8179 | 5.8803 | 1.6318 | 1.0562 | 0 | 0.64739 | 1.0706 | 0 | 0.61159 | 2018-09-02 | 75.75 | Cooling | 0 | 2.1698
2018-01-11 | 4 | 5 | Winter: Off-Peak |  | 16 | heating | 0.57285 | 1.1031 | 1.002 | 0.63322 | 2.8179 | 6.0882 | 1.6318 | 1.0935 | 0 | 0.7214 | 1.0706 | 0 | 0.63322 | 2018-09-03 | 75.2917 | Cooling | 0 | 1.6259
2018-01-11 | 4 | 6 | Winter: Off-Peak |  | 16 | heating | 0.57285 | 1.1674 | 1.002 | 0.67013 | 2.8179 | 6.4431 | 1.6318 | 1.1573 | 0 | 0.87787 | 1.0706 | 0 | 0.67013 | 2018-09-04 | 67.2083 | Cooling | 0 | 0.81306
2018-01-11 | 4 | 7 | Winter: On-Peak |  | 16 | heating | 0.57285 | 1.1567 | 1.002 | 0.66399 | 2.8179 | 6.3841 | 1.6318 | 1.1467 | 0 | 0.97331 | 1.0706 | 0 | 0.66399 | 2018-09-05 | 59.0833 | Neither | 0 | 0
2018-01-11 | 4 | 8 | Winter: On-Peak |  | 16 | heating | 0.57285 | 1.0887 | 1.002 | 0.62496 | 2.8179 | 6.0089 | 1.6318 | 1.0793 | 0 | 0.9494 | 1.0706 | 0 | 0.62496 | 2018-09-06 | 61.2917 | Cooling | 0 | 0.95406
2018-01-11 | 4 | 9 | Winter: On-Peak |  | 16 | heating | 0.57285 | 1.0265 | 1.002 | 0.58925 | 2.8179 | 5.6655 | 1.6318 | 1.0176 | 0 | 0.84085 | 1.0706 | 0 | 0.58925 | 2018-09-07 | 69.4583 | Cooling | 0 | 1.6122
2018-01-11 | 4 | 10 | Winter: On-Peak |  | 16 | heating | 0.57285 | 0.99414 | 1.002 | 0.57066 | 2.8179 | 5.4868 | 1.6318 | 0.98549 | 0 | 0.74504 | 1.0706 | 0 | 0.57066 | 2018-09-08 | 65.5 | Cooling | 0 | 0.92938
2018-01-11 | 4 | 11 | Winter: On-Peak |  | 18 | heating | 0.55146 | 0.95102 | 1.002 | 0.52552 | 2.905 | 5.2089 | 1.7642 | 0.86537 | 0 | 0.72851 | 1.0706 | 0 | 0.52552 | 2018-09-09 | 57.3333 | Neither | 0 | 0
2018-01-11 | 4 | 12 | Winter: On-Peak |  | 19 | heating | 0.54077 | 0.92818 | 1.002 | 0.50295 | 2.9438 | 5.0517 | 1.829 | 0.80952 | 0 | 0.75911 | 1.0706 | 0 | 0.50295 | 2018-09-10 | 54.2083 | Neither | 0 | 0
2018-01-11 | 4 | 13 | Winter: On-Peak |  | 19 | heating | 0.54077 | 0.91574 | 1.002 | 0.49621 | 2.9438 | 4.9841 | 1.829 | 0.79867 | 0 | 0.79116 | 1.0706 | 0 | 0.49621 | 2018-09-11 | 56.0833 | Neither | 0 | 0
2018-01-11 | 4 | 14 | Winter: On-Peak |  | 21 | heating | 0.51937 | 0.92047 | 1.002 | 0.47905 | 3.0223 | 4.94 | 1.9597 | 0.7388 | 0 | 0.84356 | 1.0706 | 0 | 0.47905 | 2018-09-12 | 57.75 | Neither | 0 | 0
2018-01-11 | 4 | 15 | Winter: On-Peak |  | 21 | heating | 0.51937 | 0.92938 | 1.002 | 0.48368 | 3.0223 | 4.9877 | 1.9597 | 0.74594 | 0 | 0.96593 | 1.0706 | 0 | 0.48368 | 2018-09-13 | 56.1667 | Neither | 0 | 0
2018-01-11 | 4 | 16 | Winter: On-Peak |  | 19 | heating | 0.54077 | 0.95821 | 1.002 | 0.51923 | 2.9438 | 5.2152 | 1.829 | 0.83571 | 0 | 1.1649 | 1.0706 | 0 | 0.51923 | 2018-09-14 | 56.25 | Neither | 0 | 0
2018-01-11 | 4 | 17 | Winter: On-Peak | Winter | 19 | heating | 0.54077 | 1.0003 | 1.002 | 0.54205 | 2.9438 | 5.4444 | 1.829 | 0.87244 | 0 | 1.3522 | 1.0706 | 0 | 0.54205 | 2018-09-15 | 52.5417 | heating | 4.3783 | 0
2018-01-11 | 4 | 18 | Winter: On-Peak | Winter | 18 | heating | 0.55146 | 0.99263 | 1.002 | 0.54852 | 2.905 | 5.4369 | 1.7642 | 0.90323 | 0 | 1.5599 | 1.0706 | 0 | 0.54852 | 2018-09-16 | 53.375 | Neither | 0 | 0
2018-01-11 | 4 | 19 | Winter: On-Peak |  | 18 | heating | 0.55146 | 0.98729 | 1.002 | 0.54556 | 2.905 | 5.4076 | 1.7642 | 0.89837 | 0 | 1.6764 | 1.0706 | 0 | 0.54556 | 2018-09-17 | 53.3333 | Neither | 0 | 0
2018-01-11 | 4 | 20 | Winter: On-Peak |  | 18 | heating | 0.55146 | 0.98078 | 1.002 | 0.54197 | 2.905 | 5.372 | 1.7642 | 0.89245 | 0 | 1.5244 | 1.0706 | 0 | 0.54197 | 2018-09-18 | 54.6667 | Neither | 0 | 0
2018-01-11 | 4 | 21 | Winter: On-Peak |  | 18 | heating | 0.55146 | 0.96486 | 1.002 | 0.53317 | 2.905 | 5.2847 | 1.7642 | 0.87796 | 0 | 1.4449 | 1.0706 | 0 | 0.53317 | 2018-09-19 | 57.9583 | Neither | 0 | 0
2018-01-11 | 4 | 22 | Winter: On-Peak |  | 18 | heating | 0.55146 | 0.93973 | 1.002 | 0.51928 | 2.905 | 5.1471 | 1.7642 | 0.85509 | 0 | 1.2427 | 1.0706 | 0 | 0.51928 | 2018-09-20 | 51.8333 | heating | 4.664 | 0
2018-01-11 | 4 | 23 | Winter: Off-Peak |  | 18 | heating | 0.55146 | 0.93552 | 1.002 | 0.51696 | 2.905 | 5.124 | 1.7642 | 0.85126 | 0 | 1.0298 | 1.0706 | 0 | 0.51696 | 2018-09-21 | 52.2083 | heating | 4.712 | 0
2018-01-12 | 5 | 0 | Winter: Off-Peak |  | 16 | heating | 0.57285 | 0.96098 | 1.0078 | 0.5548 | 2.8179 | 5.3342 | 1.6318 | 0.95809 | 0 | 0.90669 | 1.1856 | 0 | 0.5548 | 2018-09-22 | 66.9167 | Cooling | 0 | 0.9906
2018-01-12 | 5 | 1 | Winter: Off-Peak |  | 18 | heating | 0.55146 | 0.99129 | 1.0078 | 0.55092 | 2.905 | 5.4607 | 1.7642 | 0.90719 | 0 | 0.81803 | 1.1856 | 0 | 0.55092 | 2018-09-23 | 58.3333 | Neither | 0 | 0
2018-01-12 | 5 | 2 | Winter: Off-Peak |  | 16 | heating | 0.57285 | 1.0126 | 1.0078 | 0.58462 | 2.8179 | 5.621 | 1.6318 | 1.0096 | 0 | 0.74508 | 1.1856 | 0 | 0.58462 | 2018-09-24 | 72.7917 | Cooling | 0 | 1.7581
2018-01-12 | 5 | 3 | Winter: Off-Peak |  | 16 | heating | 0.57285 | 1.0289 | 1.0078 | 0.594 | 2.8179 | 5.7111 | 1.6318 | 1.0258 | 0 | 0.69159 | 1.1856 | 0 | 0.594 | 2018-09-25 | 69.1667 | Cooling | 0 | 0.97041
2018-01-12 | 5 | 4 | Winter: Off-Peak |  | 16 | heating | 0.57285 | 1.0654 | 1.0078 | 0.6151 | 2.8179 | 5.9141 | 1.6318 | 1.0622 | 0 | 0.64739 | 1.1856 | 0 | 0.6151 | 2018-09-26 | 56.9583 | Neither | 0 | 0
2018-01-12 | 5 | 5 | Winter: Off-Peak |  | 16 | heating | 0.57285 | 1.1031 | 1.0078 | 0.63686 | 2.8179 | 6.1232 | 1.6318 | 1.0998 | 0 | 0.7214 | 1.1856 | 0 | 0.63686 | 2018-09-27 | 55.5417 | Neither | 0 | 0
2018-01-12 | 5 | 6 | Winter: Off-Peak |  | 16 | heating | 0.57285 | 1.1674 | 1.0078 | 0.67398 | 2.8179 | 6.4802 | 1.6318 | 1.1639 | 0 | 0.87787 | 1.1856 | 0 | 0.67398 | 2018-09-28 | 68.5 | Cooling | 0 | 1.2377
2018-01-12 | 5 | 7 | Winter: On-Peak |  | 16 | heating | 0.57285 | 1.1567 | 1.0078 | 0.6678 | 2.8179 | 6.4208 | 1.6318 | 1.1533 | 0 | 0.97331 | 1.1856 | 0 | 0.6678 | 2018-09-29 | 63.5833 | Cooling | 0 | 0.86169
2018-01-12 | 5 | 8 | Winter: On-Peak |  | 16 | heating | 0.57285 | 1.0887 | 1.0078 | 0.62855 | 2.8179 | 6.0434 | 1.6318 | 1.0855 | 0 | 0.9494 | 1.1856 | 0 | 0.62855 | 2018-09-30 | 64.4167 | Cooling | 0 | 0.98109
2018-01-12 | 5 | 9 | Winter: On-Peak |  | 16 | heating | 0.57285 | 1.0265 | 1.0078 | 0.59263 | 2.8179 | 5.698 | 1.6318 | 1.0234 | 0 | 0.84085 | 1.1856 | 0 | 0.59263 | 2018-10-01 | 55.7083 | Neither | 0 | 0
2018-01-12 | 5 | 10 | Winter: On-Peak |  | 16 | heating | 0.57285 | 0.99414 | 1.0078 | 0.57394 | 2.8179 | 5.5183 | 1.6318 | 0.99115 | 0 | 0.74504 | 1.1856 | 0 | 0.57394 | 2018-10-02 | 48.5417 | heating | 5.5467 | 0
2018-01-12 | 5 | 11 | Winter: On-Peak |  | 16 | heating | 0.57285 | 0.95102 | 1.0078 | 0.54905 | 2.8179 | 5.279 | 1.6318 | 0.94817 | 0 | 0.72851 | 1.1856 | 0 | 0.54905 | 2018-10-03 | 44.5 | heating | 6.7596 | 0
2018-01-12 | 5 | 12 | Winter: On-Peak |  | 16 | heating | 0.57285 | 0.92818 | 1.0078 | 0.53586 | 2.8179 | 5.1521 | 1.6318 | 0.92539 | 0 | 0.75911 | 1.1856 | 0 | 0.53586 | 2018-10-04 | 50.4167 | heating | 5.0931 | 0
2018-01-12 | 5 | 13 | Winter: On-Peak |  | 16 | heating | 0.57285 | 0.91574 | 1.0078 | 0.52868 | 2.8179 | 5.0831 | 1.6318 | 0.91299 | 0 | 0.79116 | 1.1856 | 0 | 0.52868 | 2018-10-05 | 57.25 | Neither | 0 | 0
2018-01-12 | 5 | 14 | Winter: On-Peak |  | 16 | heating | 0.57285 | 0.92047 | 1.0078 | 0.53141 | 2.8179 | 5.1094 | 1.6318 | 0.91771 | 0 | 0.84356 | 1.1856 | 0 | 0.53141 | 2018-10-06 | 52.4167 | heating | 4.3304 | 0
2018-01-12 | 5 | 15 | Winter: On-Peak |  | 18 | heating | 0.55146 | 0.92938 | 1.0078 | 0.51652 | 2.905 | 5.1196 | 1.7642 | 0.85053 | 0 | 0.96593 | 1.1856 | 0 | 0.51652 | 2018-10-07 | 51 | heating | 4.524 | 0
2018-01-12 | 5 | 16 | Winter: On-Peak |  | 18 | heating | 0.55146 | 0.95821 | 1.0078 | 0.53254 | 2.905 | 5.2785 | 1.7642 | 0.87692 | 0 | 1.1649 | 1.1856 | 0 | 0.53254 | 2018-10-08 | 54.8333 | Neither | 0 | 0
2018-01-12 | 5 | 17 | Winter: On-Peak | Winter | 18 | heating | 0.55146 | 1.0003 | 1.0078 | 0.55595 | 2.905 | 5.5105 | 1.7642 | 0.91546 | 0 | 1.3522 | 1.1856 | 0 | 0.55595 | 2018-10-09 | 45.875 | heating | 6.2109 | 0
2018-01-12 | 5 | 18 | Winter: On-Peak | Winter | 18 | heating | 0.55146 | 0.99263 | 1.0078 | 0.55167 | 2.905 | 5.4681 | 1.7642 | 0.90842 | 0 | 1.5599 | 1.1856 | 0 | 0.55167 | 2018-10-10 | 47.0833 | heating | 6.1779 | 0
2018-01-12 | 5 | 19 | Winter: On-Peak |  | 19 | heating | 0.54077 | 0.98729 | 1.0078 | 0.53806 | 2.9438 | 5.4043 | 1.829 | 0.86602 | 0 | 1.6764 | 1.1856 | 0 | 0.53806 | 2018-10-11 | 47.0833 | heating | 5.9265 | 0
2018-01-12 | 5 | 20 | Winter: On-Peak |  | 19 | heating | 0.54077 | 0.98078 | 1.0078 | 0.53451 | 2.9438 | 5.3688 | 1.829 | 0.86032 | 0 | 1.5244 | 1.1856 | 0 | 0.53451 | 2018-10-12 | 43.2917 | heating | 6.9161 | 0
2018-01-12 | 5 | 21 | Winter: On-Peak |  | 19 | heating | 0.54077 | 0.96486 | 1.0078 | 0.52583 | 2.9438 | 5.2816 | 1.829 | 0.84635 | 0 | 1.4449 | 1.1856 | 0 | 0.52583 | 2018-10-13 | 43.0833 | heating | 6.9019 | 0
2018-01-12 | 5 | 22 | Winter: On-Peak |  | 19 | heating | 0.54077 | 0.93973 | 1.0078 | 0.51214 | 2.9438 | 5.144 | 1.829 | 0.8243 | 0 | 1.2427 | 1.1856 | 0 | 0.51214 | 2018-10-14 | 48.3333 | heating | 5.2759 | 0
2018-01-12 | 5 | 23 | Winter: Off-Peak |  | 19 | heating | 0.54077 | 0.93552 | 1.0078 | 0.50985 | 2.9438 | 5.121 | 1.829 | 0.82061 | 0 | 1.0298 | 1.1856 | 0 | 0.50985 | 2018-10-15 | 40.9583 | heating | 7.417 | 0
2018-01-13 | 6 | 0 | Winter: Off-Peak |  | 19 | heating | 0.54077 | 0.96098 | 0.98855 | 0.51371 | 2.9438 | 5.1598 | 1.829 | 0.82684 | 0 | 0.90669 | 1.0113 | 0 | 0.51371 | 2018-10-16 | 42.5 | heating | 7.1198 | 0
2018-01-13 | 6 | 1 | Winter: Off-Peak |  | 19 | heating | 0.54077 | 0.99129 | 0.98855 | 0.52991 | 2.9438 | 5.3226 | 1.829 | 0.85291 | 0 | 0.81803 | 1.0113 | 0 | 0.52991 | 2018-10-17 | 44.9583 | heating | 6.6751 | 0
2018-01-13 | 6 | 2 | Winter: Off-Peak |  | 19 | heating | 0.54077 | 1.0126 | 0.98855 | 0.54133 | 2.9438 | 5.4372 | 1.829 | 0.87129 | 0 | 0.74508 | 1.0113 | 0 | 0.54133 | 2018-10-18 | 43.25 | heating | 6.8313 | 0
2018-01-13 | 6 | 3 | Winter: Off-Peak |  | 19 | heating | 0.54077 | 1.0289 | 0.98855 | 0.55001 | 2.9438 | 5.5244 | 1.829 | 0.88526 | 0 | 0.69159 | 1.0113 | 0 | 0.55001 | 2018-10-19 | 39.5417 | heating | 7.8966 | 0
2018-01-13 | 6 | 4 | Winter: Off-Peak |  | 19 | heating | 0.54077 | 1.0654 | 0.98855 | 0.56955 | 2.9438 | 5.7207 | 1.829 | 0.91672 | 0 | 0.64739 | 1.0113 | 0 | 0.56955 | 2018-10-20 | 45.2083 | heating | 6.3186 | 0
2018-01-13 | 6 | 5 | Winter: Off-Peak |  | 19 | heating | 0.54077 | 1.1031 | 0.98855 | 0.5897 | 2.9438 | 5.923 | 1.829 | 0.94913 | 0 | 0.7214 | 1.0113 | 0 | 0.5897 | 2018-10-21 | 44.5417 | heating | 6.01 | 0
2018-01-13 | 6 | 6 | Winter: Off-Peak |  | 19 | heating | 0.54077 | 1.1674 | 0.98855 | 0.62407 | 2.9438 | 6.2683 | 1.829 | 1.0045 | 0 | 0.87787 | 1.0113 | 0 | 0.62407 | 2018-10-22 | 38.625 | heating | 8.1345 | 0
2018-01-13 | 6 | 7 | Winter: Off-Peak |  | 18 | heating | 0.55146 | 1.1567 | 0.98855 | 0.63058 | 2.905 | 6.2503 | 1.7642 | 1.0384 | 0 | 0.97331 | 1.0113 | 0 | 0.63058 | 2018-10-23 | 36.7083 | heating | 8.6995 | 0
2018-01-13 | 6 | 8 | Winter: Off-Peak |  | 18 | heating | 0.55146 | 1.0887 | 0.98855 | 0.59352 | 2.905 | 5.8829 | 1.7642 | 0.97733 | 0 | 0.9494 | 1.0113 | 0 | 0.59352 | 2018-10-24 | 40.125 | heating | 7.8178 | 0
2018-01-13 | 6 | 9 | Winter: Off-Peak |  | 18 | heating | 0.55146 | 1.0265 | 0.98855 | 0.5596 | 2.905 | 5.5467 | 1.7642 | 0.92148 | 0 | 0.84085 | 1.0113 | 0 | 0.5596 | 2018-10-25 | 50.4583 | heating | 4.996 | 0
2018-01-13 | 6 | 10 | Winter: Off-Peak |  | 19 | heating | 0.54077 | 0.99414 | 0.98855 | 0.53144 | 2.9438 | 5.3379 | 1.829 | 0.85537 | 0 | 0.74504 | 1.0113 | 0 | 0.53144 | 2018-10-26 | 61.0417 | Cooling | 0 | 0.95594
2018-01-13 | 6 | 11 | Winter: Off-Peak |  | 19 | heating | 0.54077 | 0.95102 | 0.98855 | 0.50839 | 2.9438 | 5.1064 | 1.829 | 0.81827 | 0 | 0.72851 | 1.0113 | 0 | 0.50839 | 2018-10-27 | 60.0833 | Cooling | 0 | 0.81581
2018-01-13 | 6 | 12 | Winter: Off-Peak |  | 19 | heating | 0.54077 | 0.92818 | 0.98855 | 0.49618 | 2.9438 | 4.9837 | 1.829 | 0.79861 | 0 | 0.75911 | 1.0113 | 0 | 0.49618 | 2018-10-28 | 54.4167 | Neither | 0 | 0
2018-01-13 | 6 | 13 | Winter: Off-Peak |  | 19 | heating | 0.54077 | 0.91574 | 0.98855 | 0.48953 | 2.9438 | 4.9169 | 1.829 | 0.78791 | 0 | 0.79116 | 1.0113 | 0 | 0.48953 | 2018-10-29 | 43.375 | heating | 6.8092 | 0
2018-01-13 | 6 | 14 | Winter: Off-Peak |  | 19 | heating | 0.54077 | 0.92047 | 0.98855 | 0.49206 | 2.9438 | 4.9423 | 1.829 | 0.79199 | 0 | 0.84356 | 1.0113 | 0 | 0.49206 | 2018-10-30 | 41.9167 | heating | 7.2967 | 0
2018-01-13 | 6 | 15 | Winter: Off-Peak |  | 19 | heating | 0.54077 | 0.92938 | 0.98855 | 0.49682 | 2.9438 | 4.9902 | 1.829 | 0.79965 | 0 | 0.96593 | 1.0113 | 0 | 0.49682 | 2018-10-31 | 38.2917 | heating | 8.183 | 0
2018-01-13 | 6 | 16 | Winter: Off-Peak |  | 19 | heating | 0.54077 | 0.95821 | 0.98855 | 0.51223 | 2.9438 | 5.145 | 1.829 | 0.82445 | 0 | 1.1649 | 1.0113 | 0 | 0.51223 | 2018-11-01 | 35.5 | heating | 8.8045 | 0
2018-01-13 | 6 | 17 | Winter: Off-Peak |  | 19 | heating | 0.54077 | 1.0003 | 0.98855 | 0.53475 | 2.9438 | 5.3711 | 1.829 | 0.86069 | 0 | 1.3522 | 1.0113 | 0 | 0.53475 | 2018-11-02 | 34.75 | heating | 9.0056 | 0
2018-01-13 | 6 | 18 | Winter: Off-Peak |  | 18 | heating | 0.55146 | 0.99263 | 0.98855 | 0.54113 | 2.905 | 5.3636 | 1.7642 | 0.89106 | 0 | 1.5599 | 1.0113 | 0 | 0.54113 | 2018-11-03 | 34.5 | heating | 9.0547 | 0
2018-01-13 | 6 | 19 | Winter: Off-Peak |  | 18 | heating | 0.55146 | 0.98729 | 0.98855 | 0.53822 | 2.905 | 5.3347 | 1.7642 | 0.88626 | 0 | 1.6764 | 1.0113 | 0 | 0.53822 | 2018-11-04 | 38.5 | heating | 7.494 | 0
2018-01-13 | 6 | 20 | Winter: Off-Peak |  | 18 | heating | 0.55146 | 0.98078 | 0.98855 | 0.53467 | 2.905 | 5.2996 | 1.7642 | 0.88043 | 0 | 1.5244 | 1.0113 | 0 | 0.53467 | 2018-11-05 | 40.25 | heating | 7.6857 | 0
2018-01-13 | 6 | 21 | Winter: Off-Peak |  | 16 | heating | 0.57285 | 0.96486 | 0.98855 | 0.54639 | 2.8179 | 5.2534 | 1.6318 | 0.94358 | 0 | 1.4449 | 1.0113 | 0 | 0.54639 | 2018-11-06 | 36.8333 | heating | 8.6002 | 0
2018-01-13 | 6 | 22 | Winter: Off-Peak |  | 16 | heating | 0.57285 | 0.93973 | 0.98855 | 0.53216 | 2.8179 | 5.1166 | 1.6318 | 0.919 | 0 | 1.2427 | 1.0113 | 0 | 0.53216 | 2018-11-07 | 35.2917 | heating | 9.055 | 0
2018-01-13 | 6 | 23 | Winter: Off-Peak |  | 16 | heating | 0.57285 | 0.93552 | 0.98855 | 0.52978 | 2.8179 | 5.0937 | 1.6318 | 0.91489 | 0 | 1.0298 | 1.0113 | 0 | 0.52978 | 2018-11-08 | 30.9167 | heating | 9.9476 | 0
2018-01-14 | 7 | 0 | Winter: Off-Peak |  | 14 | heating | 0.59425 | 0.96098 | 0.93761 | 0.53543 | 2.7335 | 4.9938 | 1.5011 | 0.97503 | 0 | 0.90669 | 1.0096 | 0 | 0.53543 | 2018-11-09 | 36.5417 | heating | 8.5902 | 0
2018-01-14 | 7 | 1 | Winter: Off-Peak |  | 14 | heating | 0.59425 | 0.99129 | 0.93761 | 0.55231 | 2.7335 | 5.1513 | 1.5011 | 1.0058 | 0 | 0.81803 | 1.0096 | 0 | 0.55231 | 2018-11-10 | 36 | heating | 8.5442 | 0
2018-01-14 | 7 | 2 | Winter: Off-Peak |  | 14 | heating | 0.59425 | 1.0126 | 0.93761 | 0.56421 | 2.7335 | 5.2623 | 1.5011 | 1.0274 | 0 | 0.74508 | 1.0096 | 0 | 0.56421 | 2018-11-11 | 34 | heating | 8.687 | 0
2018-01-14 | 7 | 3 | Winter: Off-Peak |  | 14 | heating | 0.59425 | 1.0289 | 0.93761 | 0.57326 | 2.7335 | 5.3467 | 1.5011 | 1.0439 | 0 | 0.69159 | 1.0096 | 0 | 0.57326 | 2018-11-12 | 40.2083 | heating | 7.9129 | 0
2018-01-14 | 7 | 4 | Winter: Off-Peak |  | 12 | heating | 0.61564 | 1.0654 | 0.93761 | 0.615 | 2.6647 | 5.5915 | 1.376 | 1.1909 | 0 | 0.64739 | 1.0096 | 0 | 0.615 | 2018-11-13 | 42.7917 | heating | 7.2179 | 0
2018-01-14 | 7 | 5 | Winter: Off-Peak |  | 12 | heating | 0.61564 | 1.1031 | 0.93761 | 0.63675 | 2.6647 | 5.7892 | 1.376 | 1.233 | 0 | 0.7214 | 1.0096 | 0 | 0.63675 | 2018-11-14 | 45.625 | heating | 6.4266 | 0
2018-01-14 | 7 | 6 | Winter: Off-Peak |  | 12 | heating | 0.61564 | 1.1674 | 0.93761 | 0.67387 | 2.6647 | 6.1266 | 1.376 | 1.3049 | 0 | 0.87787 | 1.0096 | 0 | 0.67387 | 2018-11-15 | 45.75 | heating | 6.1734 | 0
2018-01-14 | 7 | 7 | Winter: Off-Peak |  | 12 | heating | 0.61564 | 1.1567 | 0.93761 | 0.66769 | 2.6647 | 6.0705 | 1.376 | 1.293 | 0 | 0.97331 | 1.0096 | 0 | 0.66769 | 2018-11-16 | 46.625 | heating | 5.9756 | 0
2018-01-14 | 7 | 8 | Winter: Off-Peak |  | 12 | heating | 0.61564 | 1.0887 | 0.93761 | 0.62845 | 2.6647 | 5.7137 | 1.376 | 1.217 | 0 | 0.9494 | 1.0096 | 0 | 0.62845 | 2018-11-17 | 47.1667 | heating | 5.708 | 0
2018-01-14 | 7 | 9 | Winter: Off-Peak |  | 14 | heating | 0.59425 | 1.0265 | 0.93761 | 0.57194 | 2.7335 | 5.3344 | 1.5011 | 1.0415 | 0 | 0.84085 | 1.0096 | 0 | 0.57194 | 2018-11-18 | 40.4583 | heating | 7.0022 | 0
2018-01-14 | 7 | 10 | Winter: Off-Peak |  | 14 | heating | 0.59425 | 0.99414 | 0.93761 | 0.5539 | 2.7335 | 5.1661 | 1.5011 | 1.0087 | 0 | 0.74504 | 1.0096 | 0 | 0.5539 | 2018-11-19 | 30.7917 | heating | 10.16 | 0
2018-01-14 | 7 | 11 | Winter: Off-Peak |  | 16 | heating | 0.57285 | 0.95102 | 0.93761 | 0.51081 | 2.8179 | 4.9113 | 1.6318 | 0.88213 | 0 | 0.72851 | 1.0096 | 0 | 0.51081 | 2018-11-20 | 37.7083 | heating | 8.4059 | 0
2018-01-14 | 7 | 12 | Winter: Off-Peak |  | 16 | heating | 0.57285 | 0.92818 | 0.93761 | 0.49853 | 2.8179 | 4.7933 | 1.6318 | 0.86093 | 0 | 0.75911 | 1.0096 | 0 | 0.49853 | 2018-11-21 | 29.1667 | heating | 10.7232 | 0
2018-01-14 | 7 | 13 | Winter: Off-Peak |  | 16 | heating | 0.57285 | 0.91574 | 0.93761 | 0.49185 | 2.8179 | 4.7291 | 1.6318 | 0.8494 | 0 | 0.79116 | 1.0096 | 0 | 0.49185 | 2018-11-22 | 40.875 | heating | 7.4524 | 0
2018-01-14 | 7 | 14 | Winter: Off-Peak |  | 16 | heating | 0.57285 | 0.92047 | 0.93761 | 0.4944 | 2.8179 | 4.7535 | 1.6318 | 0.85379 | 0 | 0.84356 | 1.0096 | 0 | 0.4944 | 2018-11-23 | 52.0833 | heating | 4.5471 | 0
2018-01-14 | 7 | 15 | Winter: Off-Peak |  | 16 | heating | 0.57285 | 0.92938 | 0.93761 | 0.49918 | 2.8179 | 4.7995 | 1.6318 | 0.86205 | 0 | 0.96593 | 1.0096 | 0 | 0.49918 | 2018-11-24 | 34.1667 | heating | 8.969 | 0
2018-01-14 | 7 | 16 | Winter: Off-Peak |  | 16 | heating | 0.57285 | 0.95821 | 0.93761 | 0.51467 | 2.8179 | 4.9484 | 1.6318 | 0.88879 | 0 | 1.1649 | 1.0096 | 0 | 0.51467 | 2018-11-25 | 26.4583 | heating | 10.4562 | 0
2018-01-14 | 7 | 17 | Winter: Off-Peak |  | 16 | heating | 0.57285 | 1.0003 | 0.93761 | 0.53729 | 2.8179 | 5.1659 | 1.6318 | 0.92786 | 0 | 1.3522 | 1.0096 | 0 | 0.53729 | 2018-11-26 | 35.5 | heating | 8.8965 | 0
2018-01-14 | 7 | 18 | Winter: Off-Peak |  | 16 | heating | 0.57285 | 0.99263 | 0.93761 | 0.53316 | 2.8179 | 5.1262 | 1.6318 | 0.92072 | 0 | 1.5599 | 1.0096 | 0 | 0.53316 | 2018-11-27 | 29.875 | heating | 10.3736 | 0
2018-01-14 | 7 | 19 | Winter: Off-Peak |  | 10 | heating | 0.63703 | 0.98729 | 0.93761 | 0.58969 | 2.5948 | 5.2208 | 1.2546 | 1.2196 | 0 | 1.6764 | 1.0096 | 0 | 0.58969 | 2018-11-28 | 26.75 | heating | 11.4483 | 0
2018-01-14 | 7 | 20 | Winter: Off-Peak |  | 7 | heating | 0.66912 | 0.98078 | 0.93761 | 0.61531 | 2.48 | 5.2067 | 1.1216 | 1.3605 | 0 | 1.5244 | 1.0096 | 0 | 0.61531 | 2018-11-29 | 33.5 | heating | 9.4106 | 0
2018-01-14 | 7 | 21 | Winter: Off-Peak |  | 5 | heating | 0.69051 | 0.96486 | 0.93761 | 0.62467 | 2.3844 | 5.082 | 1.0472 | 1.4223 | 0 | 1.4449 | 1.0096 | 0 | 0.62467 | 2018-11-30 | 39.625 | heating | 7.8161 | 0
2018-01-14 | 7 | 22 | Winter: Off-Peak |  | 3 | heating | 0.7119 | 0.93973 | 0.93761 | 0.62725 | 2.2496 | 4.8146 | #N/A | 0 | 0 | 1.2427 | 1.0096 | 0 | 0.62725 | 2018-12-01 | 44.8333 | heating | 6.3034 | 0
2018-01-14 | 7 | 23 | Winter: Off-Peak |  | 1 | heating | 0.73329 | 0.93552 | 0.93761 | 0.64321 | 2.2891 | 5.0236 | #N/A | 0 | 0 | 1.0298 | 1.0096 | 0 | 0.64321 | 2018-12-02 | 34.5417 | heating | 8.4427 | 0
2018-01-15 | 1 | 0 | Winter: Off-Peak |  | 1 | heating | 0.73329 | 0.96098 | 1.0177 | 0.71717 | 2.2891 | 5.6013 | #N/A | 0 | 0 | 0.90669 | 0.9441 | 0 | 0.71717 | 2018-12-03 | 31.3333 | heating | 10.0134 | 0
2018-01-15 | 1 | 1 | Winter: Off-Peak |  | 0 | heating | 0.74399 | 0.99129 | 1.0177 | 0.75058 | 2.2465 | 5.7533 | #N/A | 0 | 0 | 0.81803 | 0.9441 | 0 | 0.75058 | 2018-12-04 | 27.875 | heating | 10.9304 | 0
2018-01-15 | 1 | 2 | Winter: Off-Peak |  | 0 | heating | 0.74399 | 1.0126 | 1.0177 | 0.76675 | 2.2465 | 5.8773 | #N/A | 0 | 0 | 0.74508 | 0.9441 | 0 | 0.76675 | 2018-12-05 | 25.3333 | heating | 11.6628 | 0
2018-01-15 | 1 | 3 | Winter: Off-Peak |  | -2 | heating | 0.76538 | 1.0289 | 1.0177 | 0.80144 | 2.1604 | 5.9078 | #N/A | 0 | 0 | 0.69159 | 0.9441 | 0 | 0.80144 | 2018-12-06 | 22.4167 | heating | 12.1273 | 0
2018-01-15 | 1 | 4 | Winter: Off-Peak |  | 0 | heating | 0.74399 | 1.0654 | 1.0177 | 0.80672 | 2.2465 | 6.1837 | #N/A | 0 | 0 | 0.64739 | 0.9441 | 0 | 0.80672 | 2018-12-07 | 22.5 | heating | 12.2017 | 0
2018-01-15 | 1 | 5 | Winter: Off-Peak |  | -2 | heating | 0.76538 | 1.1031 | 1.0177 | 0.85927 | 2.1604 | 6.3341 | #N/A | 0 | 0 | 0.7214 | 0.9441 | 0 | 0.85927 | 2018-12-08 | 19.5833 | heating | 12.7036 | 0
2018-01-15 | 1 | 6 | Winter: Off-Peak |  | -2 | heating | 0.76538 | 1.1674 | 1.0177 | 0.90936 | 2.1604 | 6.7033 | #N/A | 0 | 0 | 0.87787 | 0.9441 | 0 | 0.90936 | 2018-12-09 | 14.6667 | heating | 13.2175 | 0
2018-01-15 | 1 | 7 | Winter: On-Peak |  | -2 | heating | 0.76538 | 1.1567 | 1.0177 | 0.90103 | 2.1604 | 6.6419 | #N/A | 0 | 0 | 0.97331 | 0.9441 | 0 | 0.90103 | 2018-12-10 | 11.7083 | heating | 15.2923 | 0
2018-01-15 | 1 | 8 | Winter: On-Peak |  | 0 | heating | 0.74399 | 1.0887 | 1.0177 | 0.82437 | 2.2465 | 6.3189 | #N/A | 0 | 0 | 0.9494 | 0.9441 | 0 | 0.82437 | 2018-12-11 | 30.7083 | heating | 10.2529 | 0
2018-01-15 | 1 | 9 | Winter: On-Peak |  | 1 | heating | 0.73329 | 1.0265 | 1.0177 | 0.76608 | 2.2891 | 5.9833 | #N/A | 0 | 0 | 0.84085 | 0.9441 | 0 | 0.76608 | 2018-12-12 | 39.4167 | heating | 8.0251 | 0
2018-01-15 | 1 | 10 | Winter: On-Peak |  | 10 | heating | 0.63703 | 0.99414 | 1.0177 | 0.64452 | 2.5948 | 5.7063 | 1.2546 | 1.333 | 0 | 0.74504 | 0.9441 | 0 | 0.64452 | 2018-12-13 | 37.625 | heating | 8.0985 | 0
2018-01-15 | 1 | 11 | Winter: On-Peak |  | 16 | heating | 0.57285 | 0.95102 | 1.0177 | 0.55445 | 2.8179 | 5.3309 | 1.6318 | 0.9575 | 0 | 0.72851 | 0.9441 | 0 | 0.55445 | 2018-12-14 | 14.4583 | heating | 14.2613 | 0
2018-01-15 | 1 | 12 | Winter: On-Peak |  | 19 | heating | 0.54077 | 0.92818 | 1.0177 | 0.51082 | 2.9438 | 5.1308 | 1.829 | 0.82219 | 0 | 0.75911 | 0.9441 | 0 | 0.51082 | 2018-12-15 | 11.625 | heating | 14.7651 | 0
2018-01-15 | 1 | 13 | Winter: On-Peak |  | 21 | heating | 0.51937 | 0.91574 | 1.0177 | 0.48404 | 3.0223 | 4.9915 | 1.9597 | 0.7465 | 0 | 0.79116 | 0.9441 | 0 | 0.48404 | 2018-12-16 | 18.5833 | heating | 12.352 | 0
2018-01-15 | 1 | 14 | Winter: On-Peak |  | 25 | heating | 0.47659 | 0.92047 | 1.0177 | 0.44647 | 3.0939 | 4.7131 | 2.1844 | 0.63237 | 0 | 0.84356 | 0.9441 | 0 | 0.44647 | 2018-12-17 | 17.625 | heating | 13.7116 | 0
2018-01-15 | 1 | 15 | Winter: On-Peak |  | 21 | heating | 0.51937 | 0.92938 | 1.0177 | 0.49125 | 3.0223 | 5.0658 | 1.9597 | 0.75762 | 0 | 0.96593 | 0.9441 | 0 | 0.49125 | 2018-12-18 | 26.2917 | heating | 11.3523 | 0
2018-01-15 | 1 | 16 | Winter: On-Peak |  | 19 | heating | 0.54077 | 0.95821 | 1.0177 | 0.52735 | 2.9438 | 5.2968 | 1.829 | 0.84879 | 0 | 1.1649 | 0.9441 | 0 | 0.52735 | 2018-12-19 | 18.5833 | heating | 13.5411 | 0
2018-01-15 | 1 | 17 | Winter: On-Peak |  | 21 | heating | 0.51937 | 1.0003 | 1.0177 | 0.52875 | 3.0223 | 5.4525 | 1.9597 | 0.81545 | 0 | 1.3522 | 0.9441 | 0 | 0.52875 | 2018-12-20 | 20.2917 | heating | 12.7226 | 0
2018-01-15 | 1 | 18 | Winter: On-Peak |  | 21 | heating | 0.51937 | 0.99263 | 1.0177 | 0.52469 | 3.0223 | 5.4106 | 1.9597 | 0.80918 | 0 | 1.5599 | 0.9441 | 0 | 0.52469 | 2018-12-21 | 23.6667 | heating | 11.9157 | 0
2018-01-15 | 1 | 19 | Winter: On-Peak |  | 23 | heating | 0.49798 | 0.98729 | 1.0177 | 0.50037 | 3.0593 | 5.223 | 2.0731 | 0.73838 | 0 | 1.6764 | 0.9441 | 0 | 0.50037 | 2018-12-22 | 27.0417 | heating | 10.7906 | 0
2018-01-15 | 1 | 20 | Winter: On-Peak |  | 27 | heating | 0.4552 | 0.98078 | 1.0177 | 0.45437 | 3.1144 | 4.8282 | 2.2875 | 0.6186 | 0 | 1.5244 | 0.9441 | 0 | 0.45437 | 2018-12-23 | 26.8333 | heating | 10.2872 | 0
2018-01-15 | 1 | 21 | Winter: On-Peak |  | 28 | heating | 0.4445 | 0.96486 | 1.0177 | 0.43649 | 3.0942 | 4.6081 | 2.2833 | 0.5915 | 0 | 1.4449 | 0.9441 | 0 | 0.43649 | 2018-12-24 | 21.6667 | heating | 12.5282 | 0
2018-01-15 | 1 | 22 | Winter: On-Peak |  | 28 | heating | 0.4445 | 0.93973 | 1.0177 | 0.42512 | 3.0942 | 4.4881 | 2.2833 | 0.57609 | 0 | 1.2427 | 0.9441 | 0 | 0.42512 | 2018-12-25 | 14.7917 | heating | 14.3837 | 0
2018-01-15 | 1 | 23 | Winter: Off-Peak |  | 28 | heating | 0.4445 | 0.93552 | 1.0177 | 0.42321 | 3.0942 | 4.468 | 2.2833 | 0.57351 | 0 | 1.0298 | 0.9441 | 0 | 0.42321 | 2018-12-26 | 11.6667 | heating | 15.2871 | 0
2018-01-16 | 2 | 0 | Winter: Off-Peak |  | 28 | heating | 0.4445 | 0.96098 | 1.02 | 0.43569 | 3.0942 | 4.5997 | 2.2833 | 0.59041 | 0 | 0.90669 | 0.83669 | 0 | 0.43569 | 2018-12-27 | 11.6667 | heating | 14.9026 | 0
2018-01-16 | 2 | 1 | Winter: Off-Peak |  | 27 | heating | 0.4552 | 0.99129 | 1.02 | 0.46024 | 3.1144 | 4.8906 | 2.2875 | 0.6266 | 0 | 0.81803 | 0.83669 | 0 | 0.46024 | 2018-12-28 | 14.875 | heating | 14.3413 | 0
2018-01-16 | 2 | 2 | Winter: Off-Peak |  | 27 | heating | 0.4552 | 1.0126 | 1.02 | 0.47016 | 3.1144 | 4.996 | 2.2875 | 0.6401 | 0 | 0.74508 | 0.83669 | 0 | 0.47016 | 2018-12-29 | 24.2083 | heating | 11.5908 | 0
2018-01-16 | 2 | 3 | Winter: Off-Peak |  | 25 | heating | 0.47659 | 1.0289 | 1.02 | 0.50014 | 3.0939 | 5.2798 | 2.1844 | 0.7084 | 0 | 0.69159 | 0.83669 | 0 | 0.50014 | 2018-12-30 | 25.4167 | heating | 10.7368 | 0
2018-01-16 | 2 | 4 | Winter: Off-Peak |  | 25 | heating | 0.47659 | 1.0654 | 1.02 | 0.51792 | 3.0939 | 5.4674 | 2.1844 | 0.73357 | 0 | 0.64739 | 0.83669 | 0 | 0.51792 | 2018-12-31 | 32.75 | heating | 9.7775 | 0
2018-01-16 | 2 | 5 | Winter: Off-Peak |  | 25 | heating | 0.47659 | 1.1031 | 1.02 | 0.53623 | 3.0939 | 5.6607 | 2.1844 | 0.75951 | 0 | 0.7214 | 0.83669 | 0 | 0.53623
2018-01-16 | 2 | 6 | Winter: Off-Peak |  | 23 | heating | 0.49798 | 1.1674 | 1.02 | 0.59296 | 3.0593 | 6.1895 | 2.0731 | 0.87502 | 0 | 0.87787 | 0.83669 | 0 | 0.59296
2018-01-16 | 2 | 7 | Winter: On-Peak |  | 23 | heating | 0.49798 | 1.1567 | 1.02 | 0.58753 | 3.0593 | 6.1328 | 2.0731 | 0.867 | 0 | 0.97331 | 0.83669 | 0 | 0.58753
2018-01-16 | 2 | 8 | Winter: On-Peak |  | 21 | heating | 0.51937 | 1.0887 | 1.02 | 0.57675 | 3.0223 | 5.9475 | 1.9597 | 0.88948 | 0 | 0.9494 | 0.83669 | 0 | 0.57675
2018-01-16 | 2 | 9 | Winter: On-Peak |  | 21 | heating | 0.51937 | 1.0265 | 1.02 | 0.54379 | 3.0223 | 5.6076 | 1.9597 | 0.83864 | 0 | 0.84085 | 0.83669 | 0 | 0.54379
2018-01-16 | 2 | 10 | Winter: On-Peak |  | 21 | heating | 0.51937 | 0.99414 | 1.02 | 0.52664 | 3.0223 | 5.4307 | 1.9597 | 0.81219 | 0 | 0.74504 | 0.83669 | 0 | 0.52664
2018-01-16 | 2 | 11 | Winter: On-Peak |  | 21 | heating | 0.51937 | 0.95102 | 1.02 | 0.5038 | 3.0223 | 5.1952 | 1.9597 | 0.77697 | 0 | 0.72851 | 0.83669 | 0 | 0.5038
2018-01-16 | 2 | 12 | Winter: On-Peak |  | 21 | heating | 0.51937 | 0.92818 | 1.02 | 0.4917 | 3.0223 | 5.0704 | 1.9597 | 0.7583 | 0 | 0.75911 | 0.83669 | 0 | 0.4917
2018-01-16 | 2 | 13 | Winter: On-Peak |  | 25 | heating | 0.47659 | 0.91574 | 1.02 | 0.44515 | 3.0939 | 4.6992 | 2.1844 | 0.6305 | 0 | 0.79116 | 0.83669 | 0 | 0.44515
2018-01-16 | 2 | 14 | Winter: On-Peak |  | 25 | heating | 0.47659 | 0.92047 | 1.02 | 0.44745 | 3.0939 | 4.7235 | 2.1844 | 0.63376 | 0 | 0.84356 | 0.83669 | 0 | 0.44745
2018-01-16 | 2 | 15 | Winter: On-Peak |  | 21 | heating | 0.51937 | 0.92938 | 1.02 | 0.49233 | 3.0223 | 5.0769 | 1.9597 | 0.75928 | 0 | 0.96593 | 0.83669 | 0 | 0.49233
2018-01-16 | 2 | 16 | Winter: On-Peak |  | 21 | heating | 0.51937 | 0.95821 | 1.02 | 0.50761 | 3.0223 | 5.2344 | 1.9597 | 0.78284 | 0 | 1.1649 | 0.83669 | 0 | 0.50761
2018-01-16 | 2 | 17 | Winter: On-Peak | Winter | 21 | heating | 0.51937 | 1.0003 | 1.02 | 0.52992 | 3.0223 | 5.4645 | 1.9597 | 0.81725 | 0 | 1.3522 | 0.83669 | 0 | 0.52992
2018-01-16 | 2 | 18 | Winter: On-Peak | Winter | 19 | heating | 0.54077 | 0.99263 | 1.02 | 0.5475 | 2.9438 | 5.4992 | 1.829 | 0.88122 | 0 | 1.5599 | 0.83669 | 0 | 0.5475
2018-01-16 | 2 | 19 | Winter: On-Peak |  | 18 | heating | 0.55146 | 0.98729 | 1.02 | 0.55532 | 2.905 | 5.5043 | 1.7642 | 0.91443 | 0 | 1.6764 | 0.83669 | 0 | 0.55532
2018-01-16 | 2 | 20 | Winter: On-Peak |  | 18 | heating | 0.55146 | 0.98078 | 1.02 | 0.55166 | 2.905 | 5.468 | 1.7642 | 0.90841 | 0 | 1.5244 | 0.83669 | 0 | 0.55166
2018-01-16 | 2 | 21 | Winter: On-Peak |  | 16 | heating | 0.57285 | 0.96486 | 1.02 | 0.56376 | 2.8179 | 5.4204 | 1.6318 | 0.97357 | 0 | 1.4449 | 0.83669 | 0 | 0.56376
2018-01-16 | 2 | 22 | Winter: On-Peak |  | 12 | heating | 0.61564 | 0.93973 | 1.02 | 0.59008 | 2.6647 | 5.3649 | 1.376 | 1.1427 | 0 | 1.2427 | 0.83669 | 0 | 0.59008
2018-01-16 | 2 | 23 | Winter: Off-Peak |  | 10 | heating | 0.63703 | 0.93552 | 1.02 | 0.60785 | 2.5948 | 5.3816 | 1.2546 | 1.2571 | 0 | 1.0298 | 0.83669 | 0 | 0.60785
2018-01-17 | 3 | 0 | Winter: Off-Peak |  | 9 | heating | 0.64773 | 0.96098 | 1.0263 | 0.63882 | 2.5577 | 5.575 | 1.1953 | 1.367 | 0 | 0.90669 | 0.94211 | 0 | 0.63882
2018-01-17 | 3 | 1 | Winter: Off-Peak |  | 9 | heating | 0.64773 | 0.99129 | 1.0263 | 0.65897 | 2.5577 | 5.7508 | 1.1953 | 1.4101 | 0 | 0.81803 | 0.94211 | 0 | 0.65897
2018-01-17 | 3 | 2 | Winter: Off-Peak |  | 7 | heating | 0.66912 | 1.0126 | 1.0263 | 0.6954 | 2.48 | 5.8844 | 1.1216 | 1.5376 | 0 | 0.74508 | 0.94211 | 0 | 0.6954
2018-01-17 | 3 | 3 | Winter: Off-Peak |  | 1 | heating | 0.73329 | 1.0289 | 1.0263 | 0.77431 | 2.2891 | 6.0476 | #N/A | 0 | 0 | 0.69159 | 0.94211 | 0 | 0.77431
2018-01-17 | 3 | 4 | Winter: Off-Peak |  | 1 | heating | 0.73329 | 1.0654 | 1.0263 | 0.80183 | 2.2891 | 6.2625 | #N/A | 0 | 0 | 0.64739 | 0.94211 | 0 | 0.80183
2018-01-17 | 3 | 5 | Winter: Off-Peak |  | 1 | heating | 0.73329 | 1.1031 | 1.0263 | 0.83018 | 2.2891 | 6.4839 | #N/A | 0 | 0 | 0.7214 | 0.94211 | 0 | 0.83018
2018-01-17 | 3 | 6 | Winter: Off-Peak |  | 1 | heating | 0.73329 | 1.1674 | 1.0263 | 0.87858 | 2.2891 | 6.8619 | #N/A | 0 | 0 | 0.87787 | 0.94211 | 0 | 0.87858
2018-01-17 | 3 | 7 | Winter: On-Peak |  | -2 | heating | 0.76538 | 1.1567 | 1.0263 | 0.90862 | 2.1604 | 6.6978 | #N/A | 0 | 0 | 0.97331 | 0.94211 | 0 | 0.90862
2018-01-17 | 3 | 8 | Winter: On-Peak |  | -4 | heating | 0.78677 | 1.0887 | 1.0263 | 0.87912 | 2.0846 | 6.2527 | #N/A | 0 | 0 | 0.9494 | 0.94211 | 0 | 0.87912
2018-01-17 | 3 | 9 | Winter: On-Peak |  | -2 | heating | 0.76538 | 1.0265 | 1.0263 | 0.80634 | 2.1604 | 5.9439 | #N/A | 0 | 0 | 0.84085 | 0.94211 | 0 | 0.80634
2018-01-17 | 3 | 10 | Winter: On-Peak |  | 1 | heating | 0.73329 | 0.99414 | 1.0263 | 0.74817 | 2.2891 | 5.8434 | #N/A | 0 | 0 | 0.74504 | 0.94211 | 0 | 0.74817
2018-01-17 | 3 | 11 | Winter: On-Peak |  | 5 | heating | 0.69051 | 0.95102 | 1.0263 | 0.67396 | 2.3844 | 5.4829 | 1.0472 | 1.5345 | 0 | 0.72851 | 0.94211 | 0 | 0.67396
2018-01-17 | 3 | 12 | Winter: On-Peak |  | 7 | heating | 0.66912 | 0.92818 | 1.0263 | 0.63739 | 2.48 | 5.3935 | 1.1216 | 1.4094 | 0 | 0.75911 | 0.94211 | 0 | 0.63739
2018-01-17 | 3 | 13 | Winter: On-Peak |  | 9 | heating | 0.64773 | 0.91574 | 1.0263 | 0.60875 | 2.5577 | 5.3126 | 1.1953 | 1.3026 | 0 | 0.79116 | 0.94211 | 0 | 0.60875
2018-01-17 | 3 | 14 | Winter: On-Peak |  | 10 | heating | 0.63703 | 0.92047 | 1.0263 | 0.60179 | 2.5948 | 5.328 | 1.2546 | 1.2446 | 0 | 0.84356 | 0.94211 | 0 | 0.60179
2018-01-17 | 3 | 15 | Winter: On-Peak |  | 12 | heating | 0.61564 | 0.92938 | 1.0263 | 0.58721 | 2.6647 | 5.3388 | 1.376 | 1.1371 | 0 | 0.96593 | 0.94211 | 0 | 0.58721
2018-01-17 | 3 | 16 | Winter: On-Peak |  | 10 | heating | 0.63703 | 0.95821 | 1.0263 | 0.62646 | 2.5948 | 5.5464 | 1.2546 | 1.2956 | 0 | 1.1649 | 0.94211 | 0 | 0.62646
2018-01-17 | 3 | 17 | Winter: On-Peak | Winter | 7 | heating | 0.66912 | 1.0003 | 1.0263 | 0.68694 | 2.48 | 5.8128 | 1.1216 | 1.5189 | 0 | 1.3522 | 0.94211 | 0 | 0.68694
2018-01-17 | 3 | 18 | Winter: On-Peak | Winter | 7 | heating | 0.66912 | 0.99263 | 1.0263 | 0.68166 | 2.48 | 5.7681 | 1.1216 | 1.5072 | 0 | 1.5599 | 0.94211 | 0 | 0.68166
2018-01-17 | 3 | 19 | Winter: On-Peak |  | 3 | heating | 0.7119 | 0.98729 | 1.0263 | 0.72134 | 2.2496 | 5.5368 | #N/A | 0 | 0 | 1.6764 | 0.94211 | 0 | 0.72134
2018-01-17 | 3 | 20 | Winter: On-Peak |  | 3 | heating | 0.7119 | 0.98078 | 1.0263 | 0.71659 | 2.2496 | 5.5003 | #N/A | 0 | 0 | 1.5244 | 0.94211 | 0 | 0.71659
2018-01-17 | 3 | 21 | Winter: On-Peak |  | 7 | heating | 0.66912 | 0.96486 | 1.0263 | 0.66258 | 2.48 | 5.6067 | 1.1216 | 1.4651 | 0 | 1.4449 | 0.94211 | 0 | 0.66258
2018-01-17 | 3 | 22 | Winter: On-Peak |  | 12 | heating | 0.61564 | 0.93973 | 1.0263 | 0.59375 | 2.6647 | 5.3982 | 1.376 | 1.1498 | 0 | 1.2427 | 0.94211 | 0 | 0.59375
2018-01-17 | 3 | 23 | Winter: Off-Peak |  | 14 | heating | 0.59425 | 0.93552 | 1.0263 | 0.57055 | 2.7335 | 5.3214 | 1.5011 | 1.039 | 0 | 1.0298 | 0.94211 | 0 | 0.57055
2018-01-18 | 4 | 0 | Winter: Off-Peak |  | 16 | heating | 0.57285 | 0.96098 | 1.002 | 0.55163 | 2.8179 | 5.3038 | 1.6318 | 0.95262 | 0 | 0.90669 | 1.0706 | 0 | 0.55163
2018-01-18 | 4 | 1 | Winter: Off-Peak |  | 16 | heating | 0.57285 | 0.99129 | 1.002 | 0.56902 | 2.8179 | 5.471 | 1.6318 | 0.98266 | 0 | 0.81803 | 1.0706 | 0 | 0.56902
2018-01-18 | 4 | 2 | Winter: Off-Peak |  | 18 | heating | 0.55146 | 1.0126 | 1.002 | 0.55958 | 2.905 | 5.5465 | 1.7642 | 0.92144 | 0 | 0.74508 | 1.0706 | 0 | 0.55958
2018-01-18 | 4 | 3 | Winter: Off-Peak |  | 18 | heating | 0.55146 | 1.0289 | 1.002 | 0.56855 | 2.905 | 5.6354 | 1.7642 | 0.93621 | 0 | 0.69159 | 1.0706 | 0 | 0.56855
2018-01-18 | 4 | 4 | Winter: Off-Peak |  | 18 | heating | 0.55146 | 1.0654 | 1.002 | 0.58875 | 2.905 | 5.8356 | 1.7642 | 0.96948 | 0 | 0.64739 | 1.0706 | 0 | 0.58875
2018-01-18 | 4 | 5 | Winter: Off-Peak |  | 18 | heating | 0.55146 | 1.1031 | 1.002 | 0.60957 | 2.905 | 6.042 | 1.7642 | 1.0038 | 0 | 0.7214 | 1.0706 | 0 | 0.60957
2018-01-18 | 4 | 6 | Winter: Off-Peak |  | 18 | heating | 0.55146 | 1.1674 | 1.002 | 0.6451 | 2.905 | 6.3942 | 1.7642 | 1.0623 | 0 | 0.87787 | 1.0706 | 0 | 0.6451
2018-01-18 | 4 | 7 | Winter: On-Peak |  | 19 | heating | 0.54077 | 1.1567 | 1.002 | 0.6268 | 2.9438 | 6.2957 | 1.829 | 1.0088 | 0 | 0.97331 | 1.0706 | 0 | 0.6268
2018-01-18 | 4 | 8 | Winter: On-Peak |  | 19 | heating | 0.54077 | 1.0887 | 1.002 | 0.58996 | 2.9438 | 5.9256 | 1.829 | 0.94955 | 0 | 0.9494 | 1.0706 | 0 | 0.58996
2018-01-18 | 4 | 9 | Winter: On-Peak |  | 19 | heating | 0.54077 | 1.0265 | 1.002 | 0.55624 | 2.9438 | 5.587 | 1.829 | 0.89529 | 0 | 0.84085 | 1.0706 | 0 | 0.55624
2018-01-18 | 4 | 10 | Winter: On-Peak |  | 23 | heating | 0.49798 | 0.99414 | 1.002 | 0.49608 | 3.0593 | 5.1782 | 2.0731 | 0.73205 | 0 | 0.74504 | 1.0706 | 0 | 0.49608
2018-01-18 | 4 | 11 | Winter: On-Peak |  | 21 | heating | 0.51937 | 0.95102 | 1.002 | 0.49495 | 3.0223 | 5.1039 | 1.9597 | 0.76332 | 0 | 0.72851 | 1.0706 | 0 | 0.49495
2018-01-18 | 4 | 12 | Winter: On-Peak |  | 25 | heating | 0.47659 | 0.92818 | 1.002 | 0.44326 | 3.0939 | 4.6793 | 2.1844 | 0.62784 | 0 | 0.75911 | 1.0706 | 0 | 0.44326
2018-01-18 | 4 | 13 | Winter: On-Peak |  | 25 | heating | 0.47659 | 0.91574 | 1.002 | 0.43733 | 3.0939 | 4.6166 | 2.1844 | 0.61942 | 0 | 0.79116 | 1.0706 | 0 | 0.43733
2018-01-18 | 4 | 14 | Winter: On-Peak |  | 27 | heating | 0.4552 | 0.92047 | 1.002 | 0.41986 | 3.1144 | 4.4615 | 2.2875 | 0.57162 | 0 | 0.84356 | 1.0706 | 0 | 0.41986
2018-01-18 | 4 | 15 | Winter: On-Peak |  | 27 | heating | 0.4552 | 0.92938 | 1.002 | 0.42392 | 3.1144 | 4.5046 | 2.2875 | 0.57714 | 0 | 0.96593 | 1.0706 | 0 | 0.42392
2018-01-18 | 4 | 16 | Winter: On-Peak |  | 28 | heating | 0.4445 | 0.95821 | 1.002 | 0.4268 | 3.0942 | 4.5058 | 2.2833 | 0.57837 | 0 | 1.1649 | 1.0706 | 0 | 0.4268
2018-01-18 | 4 | 17 | Winter: On-Peak | Winter | 27 | heating | 0.4552 | 1.0003 | 1.002 | 0.45628 | 3.1144 | 4.8485 | 2.2875 | 0.6212 | 0 | 1.3522 | 1.0706 | 0 | 0.45628
2018-01-18 | 4 | 18 | Winter: On-Peak | Winter | 28 | heating | 0.4445 | 0.99263 | 1.002 | 0.44213 | 3.0942 | 4.6677 | 2.2833 | 0.59915 | 0 | 1.5599 | 1.0706 | 0 | 0.44213
2018-01-18 | 4 | 19 | Winter: On-Peak |  | 28 | heating | 0.4445 | 0.98729 | 1.002 | 0.43975 | 3.0942 | 4.6426 | 2.2833 | 0.59592 | 0 | 1.6764 | 1.0706 | 0 | 0.43975
2018-01-18 | 4 | 20 | Winter: On-Peak |  | 27 | heating | 0.4552 | 0.98078 | 1.002 | 0.44737 | 3.1144 | 4.7538 | 2.2875 | 0.60907 | 0 | 1.5244 | 1.0706 | 0 | 0.44737
2018-01-18 | 4 | 21 | Winter: On-Peak |  | 27 | heating | 0.4552 | 0.96486 | 1.002 | 0.4401 | 3.1144 | 4.6766 | 2.2875 | 0.59918 | 0 | 1.4449 | 1.0706 | 0 | 0.4401
2018-01-18 | 4 | 22 | Winter: On-Peak |  | 27 | heating | 0.4552 | 0.93973 | 1.002 | 0.42864 | 3.1144 | 4.5548 | 2.2875 | 0.58357 | 0 | 1.2427 | 1.0706 | 0 | 0.42864
2018-01-18 | 4 | 23 | Winter: Off-Peak |  | 27 | heating | 0.4552 | 0.93552 | 1.002 | 0.42672 | 3.1144 | 4.5344 | 2.2875 | 0.58096 | 0 | 1.0298 | 1.0706 | 0 | 0.42672
2018-01-19 | 5 | 0 | Winter: Off-Peak |  | 27 | heating | 0.4552 | 0.96098 | 1.0078 | 0.44085 | 3.1144 | 4.6846 | 2.2875 | 0.6002 | 0 | 0.90669 | 1.1856 | 0 | 0.44085
2018-01-19 | 5 | 1 | Winter: Off-Peak |  | 27 | heating | 0.4552 | 0.99129 | 1.0078 | 0.45475 | 3.1144 | 4.8323 | 2.2875 | 0.61913 | 0 | 0.81803 | 1.1856 | 0 | 0.45475
2018-01-19 | 5 | 2 | Winter: Off-Peak |  | 27 | heating | 0.4552 | 1.0126 | 1.0078 | 0.46455 | 3.1144 | 4.9364 | 2.2875 | 0.63247 | 0 | 0.74508 | 1.1856 | 0 | 0.46455
2018-01-19 | 5 | 3 | Winter: Off-Peak |  | 27 | heating | 0.4552 | 1.0289 | 1.0078 | 0.472 | 3.1144 | 5.0156 | 2.2875 | 0.64261 | 0 | 0.69159 | 1.1856 | 0 | 0.472
2018-01-19 | 5 | 4 | Winter: Off-Peak |  | 27 | heating | 0.4552 | 1.0654 | 1.0078 | 0.48877 | 3.1144 | 5.1938 | 2.2875 | 0.66544 | 0 | 0.64739 | 1.1856 | 0 | 0.48877
2018-01-19 | 5 | 5 | Winter: Off-Peak |  | 27 | heating | 0.4552 | 1.1031 | 1.0078 | 0.50606 | 3.1144 | 5.3774 | 2.2875 | 0.68897 | 0 | 0.7214 | 1.1856 | 0 | 0.50606
2018-01-19 | 5 | 6 | Winter: Off-Peak |  | 28 | heating | 0.4445 | 1.1674 | 1.0078 | 0.52297 | 3.0942 | 5.5212 | 2.2833 | 0.7087 | 0 | 0.87787 | 1.1856 | 0 | 0.52297
2018-01-19 | 5 | 7 | Winter: On-Peak |  | 27 | heating | 0.4552 | 1.1567 | 1.0078 | 0.53065 | 3.1144 | 5.6388 | 2.2875 | 0.72245 | 0 | 0.97331 | 1.1856 | 0 | 0.53065
2018-01-19 | 5 | 8 | Winter: On-Peak |  | 25 | heating | 0.47659 | 1.0887 | 1.0078 | 0.52293 | 3.0939 | 5.5203 | 2.1844 | 0.74068 | 0 | 0.9494 | 1.1856 | 0 | 0.52293
2018-01-19 | 5 | 9 | Winter: On-Peak |  | 23 | heating | 0.49798 | 1.0265 | 1.0078 | 0.51518 | 3.0593 | 5.3775 | 2.0731 | 0.76023 | 0 | 0.84085 | 1.1856 | 0 | 0.51518
2018-01-19 | 5 | 10 | Winter: On-Peak |  | 21 | heating | 0.51937 | 0.99414 | 1.0078 | 0.52036 | 3.0223 | 5.366 | 1.9597 | 0.80251 | 0 | 0.74504 | 1.1856 | 0 | 0.52036
2018-01-19 | 5 | 11 | Winter: On-Peak |  | 21 | heating | 0.51937 | 0.95102 | 1.0078 | 0.49779 | 3.0223 | 5.1332 | 1.9597 | 0.7677 | 0 | 0.72851 | 1.1856 | 0 | 0.49779
2018-01-19 | 5 | 12 | Winter: On-Peak |  | 23 | heating | 0.49798 | 0.92818 | 1.0078 | 0.46582 | 3.0593 | 4.8624 | 2.0731 | 0.6874 | 0 | 0.75911 | 1.1856 | 0 | 0.46582
2018-01-19 | 5 | 13 | Winter: On-Peak |  | 21 | heating | 0.51937 | 0.91574 | 1.0078 | 0.47932 | 3.0223 | 4.9428 | 1.9597 | 0.73922 | 0 | 0.79116 | 1.1856 | 0 | 0.47932
2018-01-19 | 5 | 14 | Winter: On-Peak |  | 21 | heating | 0.51937 | 0.92047 | 1.0078 | 0.4818 | 3.0223 | 4.9683 | 1.9597 | 0.74304 | 0 | 0.84356 | 1.1856 | 0 | 0.4818
2018-01-19 | 5 | 15 | Winter: On-Peak |  | 21 | heating | 0.51937 | 0.92938 | 1.0078 | 0.48646 | 3.0223 | 5.0164 | 1.9597 | 0.75023 | 0 | 0.96593 | 1.1856 | 0 | 0.48646
2018-01-19 | 5 | 16 | Winter: On-Peak |  | 19 | heating | 0.54077 | 0.95821 | 1.0078 | 0.52221 | 2.9438 | 5.2452 | 1.829 | 0.84051 | 0 | 1.1649 | 1.1856 | 0 | 0.52221
2018-01-19 | 5 | 17 | Winter: On-Peak | Winter | 19 | heating | 0.54077 | 1.0003 | 1.0078 | 0.54516 | 2.9438 | 5.4757 | 1.829 | 0.87746 | 0 | 1.3522 | 1.1856 | 0 | 0.54516
2018-01-19 | 5 | 18 | Winter: On-Peak | Winter | 19 | heating | 0.54077 | 0.99263 | 1.0078 | 0.54097 | 2.9438 | 5.4336 | 1.829 | 0.87071 | 0 | 1.5599 | 1.1856 | 0 | 0.54097
2018-01-19 | 5 | 19 | Winter: On-Peak |  | 18 | heating | 0.55146 | 0.98729 | 1.0078 | 0.5487 | 2.905 | 5.4386 | 1.7642 | 0.90353 | 0 | 1.6764 | 1.1856 | 0 | 0.5487
2018-01-19 | 5 | 20 | Winter: On-Peak |  | 18 | heating | 0.55146 | 0.98078 | 1.0078 | 0.54509 | 2.905 | 5.4028 | 1.7642 | 0.89758 | 0 | 1.5244 | 1.1856 | 0 | 0.54509
2018-01-19 | 5 | 21 | Winter: On-Peak |  | 18 | heating | 0.55146 | 0.96486 | 1.0078 | 0.53623 | 2.905 | 5.3151 | 1.7642 | 0.883 | 0 | 1.4449 | 1.1856 | 0 | 0.53623
2018-01-19 | 5 | 22 | Winter: On-Peak |  | 18 | heating | 0.55146 | 0.93973 | 1.0078 | 0.52227 | 2.905 | 5.1766 | 1.7642 | 0.86 | 0 | 1.2427 | 1.1856 | 0 | 0.52227
2018-01-19 | 5 | 23 | Winter: Off-Peak |  | 16 | heating | 0.57285 | 0.93552 | 1.0078 | 0.5401 | 2.8179 | 5.1929 | 1.6318 | 0.93271 | 0 | 1.0298 | 1.1856 | 0 | 0.5401
2018-01-20 | 6 | 0 | Winter: Off-Peak |  | 16 | heating | 0.57285 | 0.96098 | 0.98855 | 0.54419 | 2.8179 | 5.2323 | 1.6318 | 0.93979 | 0 | 0.90669 | 1.0113 | 0 | 0.54419
2018-01-20 | 6 | 1 | Winter: Off-Peak |  | 16 | heating | 0.57285 | 0.99129 | 0.98855 | 0.56136 | 2.8179 | 5.3973 | 1.6318 | 0.96943 | 0 | 0.81803 | 1.0113 | 0 | 0.56136
2018-01-20 | 6 | 2 | Winter: Off-Peak |  | 16 | heating | 0.57285 | 1.0126 | 0.98855 | 0.57345 | 2.8179 | 5.5136 | 1.6318 | 0.99031 | 0 | 0.74508 | 1.0113 | 0 | 0.57345
2018-01-20 | 6 | 3 | Winter: Off-Peak |  | 16 | heating | 0.57285 | 1.0289 | 0.98855 | 0.58265 | 2.8179 | 5.602 | 1.6318 | 1.0062 | 0 | 0.69159 | 1.0113 | 0 | 0.58265
2018-01-20 | 6 | 4 | Winter: Off-Peak |  | 16 | heating | 0.57285 | 1.0654 | 0.98855 | 0.60335 | 2.8179 | 5.8011 | 1.6318 | 1.0419 | 0 | 0.64739 | 1.0113 | 0 | 0.60335
2018-01-20 | 6 | 5 | Winter: Off-Peak |  | 16 | heating | 0.57285 | 1.1031 | 0.98855 | 0.62469 | 2.8179 | 6.0062 | 1.6318 | 1.0788 | 0 | 0.7214 | 1.0113 | 0 | 0.62469
2018-01-20 | 6 | 6 | Winter: Off-Peak |  | 14 | heating | 0.59425 | 1.1674 | 0.98855 | 0.68579 | 2.7335 | 6.3962 | 1.5011 | 1.2488 | 0 | 0.87787 | 1.0113 | 0 | 0.68579
2018-01-20 | 6 | 7 | Winter: Off-Peak |  | 12 | heating | 0.61564 | 1.1567 | 0.98855 | 0.70397 | 2.6647 | 6.4003 | 1.376 | 1.3632 | 0 | 0.97331 | 1.0113 | 0 | 0.70397
2018-01-20 | 6 | 8 | Winter: Off-Peak |  | 12 | heating | 0.61564 | 1.0887 | 0.98855 | 0.66259 | 2.6647 | 6.0241 | 1.376 | 1.2831 | 0 | 0.9494 | 1.0113 | 0 | 0.66259
2018-01-20 | 6 | 9 | Winter: Off-Peak |  | 18 | heating | 0.55146 | 1.0265 | 0.98855 | 0.5596 | 2.905 | 5.5467 | 1.7642 | 0.92148 | 0 | 0.84085 | 1.0113 | 0 | 0.5596
2018-01-20 | 6 | 10 | Winter: Off-Peak |  | 21 | heating | 0.51937 | 0.99414 | 0.98855 | 0.51042 | 3.0223 | 5.2634 | 1.9597 | 0.78717 | 0 | 0.74504 | 1.0113 | 0 | 0.51042
2018-01-20 | 6 | 11 | Winter: Off-Peak |  | 21 | heating | 0.51937 | 0.95102 | 0.98855 | 0.48828 | 3.0223 | 5.0351 | 1.9597 | 0.75303 | 0 | 0.72851 | 1.0113 | 0 | 0.48828
2018-01-20 | 6 | 12 | Winter: Off-Peak |  | 23 | heating | 0.49798 | 0.92818 | 0.98855 | 0.45692 | 3.0593 | 4.7695 | 2.0731 | 0.67427 | 0 | 0.75911 | 1.0113 | 0 | 0.45692
2018-01-20 | 6 | 13 | Winter: Off-Peak |  | 23 | heating | 0.49798 | 0.91574 | 0.98855 | 0.4508 | 3.0593 | 4.7056 | 2.0731 | 0.66523 | 0 | 0.79116 | 1.0113 | 0 | 0.4508
2018-01-20 | 6 | 14 | Winter: Off-Peak |  | 25 | heating | 0.47659 | 0.92047 | 0.98855 | 0.43367 | 3.0939 | 4.578 | 2.1844 | 0.61424 | 0 | 0.84356 | 1.0113 | 0 | 0.43367
2018-01-20 | 6 | 15 | Winter: Off-Peak |  | 23 | heating | 0.49798 | 0.92938 | 0.98855 | 0.45751 | 3.0593 | 4.7757 | 2.0731 | 0.67514 | 0 | 0.96593 | 1.0113 | 0 | 0.45751
2018-01-20 | 6 | 16 | Winter: Off-Peak |  | 21 | heating | 0.51937 | 0.95821 | 0.98855 | 0.49197 | 3.0223 | 5.0732 | 1.9597 | 0.75872 | 0 | 1.1649 | 1.0113 | 0 | 0.49197
2018-01-20 | 6 | 17 | Winter: Off-Peak |  | 21 | heating | 0.51937 | 1.0003 | 0.98855 | 0.51359 | 3.0223 | 5.2962 | 1.9597 | 0.79207 | 0 | 1.3522 | 1.0113 | 0 | 0.51359
2018-01-20 | 6 | 18 | Winter: Off-Peak |  | 19 | heating | 0.54077 | 0.99263 | 0.98855 | 0.53064 | 2.9438 | 5.3298 | 1.829 | 0.85407 | 0 | 1.5599 | 1.0113 | 0 | 0.53064
2018-01-20 | 6 | 19 | Winter: Off-Peak |  | 19 | heating | 0.54077 | 0.98729 | 0.98855 | 0.52778 | 2.9438 | 5.3011 | 1.829 | 0.84947 | 0 | 1.6764 | 1.0113 | 0 | 0.52778
2018-01-20 | 6 | 20 | Winter: Off-Peak |  | 19 | heating | 0.54077 | 0.98078 | 0.98855 | 0.5243 | 2.9438 | 5.2662 | 1.829 | 0.84388 | 0 | 1.5244 | 1.0113 | 0 | 0.5243
2018-01-20 | 6 | 21 | Winter: Off-Peak |  | 18 | heating | 0.55146 | 0.96486 | 0.98855 | 0.52599 | 2.905 | 5.2135 | 1.7642 | 0.86613 | 0 | 1.4449 | 1.0113 | 0 | 0.52599
2018-01-20 | 6 | 22 | Winter: Off-Peak |  | 18 | heating | 0.55146 | 0.93973 | 0.98855 | 0.51229 | 2.905 | 5.0777 | 1.7642 | 0.84357 | 0 | 1.2427 | 1.0113 | 0 | 0.51229
2018-01-20 | 6 | 23 | Winter: Off-Peak |  | 18 | heating | 0.55146 | 0.93552 | 0.98855 | 0.51 | 2.905 | 5.055 | 1.7642 | 0.83979 | 0 | 1.0298 | 1.0113 | 0 | 0.51
2018-01-21 | 7 | 0 | Winter: Off-Peak |  | 18 | heating | 0.55146 | 0.96098 | 0.93761 | 0.49688 | 2.905 | 4.925 | 1.7642 | 0.81819 | 0 | 0.90669 | 1.0096 | 0 | 0.49688
2018-01-21 | 7 | 1 | Winter: Off-Peak |  | 18 | heating | 0.55146 | 0.99129 | 0.93761 | 0.51255 | 2.905 | 5.0803 | 1.7642 | 0.844 | 0 | 0.81803 | 1.0096 | 0 | 0.51255
2018-01-21 | 7 | 2 | Winter: Off-Peak |  | 18 | heating | 0.55146 | 1.0126 | 0.93761 | 0.52359 | 2.905 | 5.1898 | 1.7642 | 0.86218 | 0 | 0.74508 | 1.0096 | 0 | 0.52359
2018-01-21 | 7 | 3 | Winter: Off-Peak |  | 18 | heating | 0.55146 | 1.0289 | 0.93761 | 0.53199 | 2.905 | 5.273 | 1.7642 | 0.87601 | 0 | 0.69159 | 1.0096 | 0 | 0.53199
2018-01-21 | 7 | 4 | Winter: Off-Peak |  | 18 | heating | 0.55146 | 1.0654 | 0.93761 | 0.55089 | 2.905 | 5.4604 | 1.7642 | 0.90713 | 0 | 0.64739 | 1.0096 | 0 | 0.55089
2018-01-21 | 7 | 5 | Winter: Off-Peak |  | 18 | heating | 0.55146 | 1.1031 | 0.93761 | 0.57037 | 2.905 | 5.6535 | 1.7642 | 0.93921 | 0 | 0.7214 | 1.0096 | 0 | 0.57037
2018-01-21 | 7 | 6 | Winter: Off-Peak |  | 18 | heating | 0.55146 | 1.1674 | 0.93761 | 0.60362 | 2.905 | 5.983 | 1.7642 | 0.99396 | 0 | 0.87787 | 1.0096 | 0 | 0.60362
2018-01-21 | 7 | 7 | Winter: Off-Peak |  | 18 | heating | 0.55146 | 1.1567 | 0.93761 | 0.59809 | 2.905 | 5.9282 | 1.7642 | 0.98486 | 0 | 0.97331 | 1.0096 | 0 | 0.59809
2018-01-21 | 7 | 8 | Winter: Off-Peak |  | 18 | heating | 0.55146 | 1.0887 | 0.93761 | 0.56294 | 2.905 | 5.5798 | 1.7642 | 0.92697 | 0 | 0.9494 | 1.0096 | 0 | 0.56294
2018-01-21 | 7 | 9 | Winter: Off-Peak |  | 18 | heating | 0.55146 | 1.0265 | 0.93761 | 0.53076 | 2.905 | 5.2609 | 1.7642 | 0.87399 | 0 | 0.84085 | 1.0096 | 0 | 0.53076
2018-01-21 | 7 | 10 | Winter: Off-Peak |  | 19 | heating | 0.54077 | 0.99414 | 0.93761 | 0.50405 | 2.9438 | 5.0628 | 1.829 | 0.81129 | 0 | 0.74504 | 1.0096 | 0 | 0.50405
2018-01-21 | 7 | 11 | Winter: Off-Peak |  | 19 | heating | 0.54077 | 0.95102 | 0.93761 | 0.48219 | 2.9438 | 4.8432 | 1.829 | 0.77611 | 0 | 0.72851 | 1.0096 | 0 | 0.48219
2018-01-21 | 7 | 12 | Winter: Off-Peak |  | 21 | heating | 0.51937 | 0.92818 | 0.93761 | 0.45199 | 3.0223 | 4.661 | 1.9597 | 0.69707 | 0 | 0.75911 | 1.0096 | 0 | 0.45199
2018-01-21 | 7 | 13 | Winter: Off-Peak |  | 21 | heating | 0.51937 | 0.91574 | 0.93761 | 0.44594 | 3.0223 | 4.5985 | 1.9597 | 0.68773 | 0 | 0.79116 | 1.0096 | 0 | 0.44594
2018-01-21 | 7 | 14 | Winter: Off-Peak |  | 21 | heating | 0.51937 | 0.92047 | 0.93761 | 0.44824 | 3.0223 | 4.6223 | 1.9597 | 0.69129 | 0 | 0.84356 | 1.0096 | 0 | 0.44824
2018-01-21 | 7 | 15 | Winter: Off-Peak |  | 21 | heating | 0.51937 | 0.92938 | 0.93761 | 0.45258 | 3.0223 | 4.667 | 1.9597 | 0.69798 | 0 | 0.96593 | 1.0096 | 0 | 0.45258
2018-01-21 | 7 | 16 | Winter: Off-Peak |  | 19 | heating | 0.54077 | 0.95821 | 0.93761 | 0.48584 | 2.9438 | 4.8798 | 1.829 | 0.78197 | 0 | 1.1649 | 1.0096 | 0 | 0.48584
2018-01-21 | 7 | 17 | Winter: Off-Peak |  | 19 | heating | 0.54077 | 1.0003 | 0.93761 | 0.50719 | 2.9438 | 5.0943 | 1.829 | 0.81634 | 0 | 1.3522 | 1.0096 | 0 | 0.50719
2018-01-21 | 7 | 18 | Winter: Off-Peak |  | 18 | heating | 0.55146 | 0.99263 | 0.93761 | 0.51325 | 2.905 | 5.0872 | 1.7642 | 0.84515 | 0 | 1.5599 | 1.0096 | 0 | 0.51325
2018-01-21 | 7 | 19 | Winter: Off-Peak |  | 18 | heating | 0.55146 | 0.98729 | 0.93761 | 0.51048 | 2.905 | 5.0598 | 1.7642 | 0.84059 | 0 | 1.6764 | 1.0096 | 0 | 0.51048
2018-01-21 | 7 | 20 | Winter: Off-Peak |  | 18 | heating | 0.55146 | 0.98078 | 0.93761 | 0.50712 | 2.905 | 5.0265 | 1.7642 | 0.83506 | 0 | 1.5244 | 1.0096 | 0 | 0.50712
2018-01-21 | 7 | 21 | Winter: Off-Peak |  | 18 | heating | 0.55146 | 0.96486 | 0.93761 | 0.49888 | 2.905 | 4.9449 | 1.7642 | 0.8215 | 0 | 1.4449 | 1.0096 | 0 | 0.49888
2018-01-21 | 7 | 22 | Winter: Off-Peak |  | 16 | heating | 0.57285 | 0.93973 | 0.93761 | 0.50474 | 2.8179 | 4.8529 | 1.6318 | 0.87165 | 0 | 1.2427 | 1.0096 | 0 | 0.50474
2018-01-21 | 7 | 23 | Winter: Off-Peak |  | 14 | heating | 0.59425 | 0.93552 | 0.93761 | 0.52124 | 2.7335 | 4.8615 | 1.5011 | 0.9492 | 0 | 1.0298 | 1.0096 | 0 | 0.52124
2018-01-22 | 1 | 0 | Winter: Off-Peak |  | 14 | heating | 0.59425 | 0.96098 | 1.0177 | 0.58118 | 2.7335 | 5.4205 | 1.5011 | 1.0583 | 0 | 0.90669 | 0.9441 | 0 | 0.58118
2018-01-22 | 1 | 1 | Winter: Off-Peak |  | 14 | heating | 0.59425 | 0.99129 | 1.0177 | 0.59951 | 2.7335 | 5.5915 | 1.5011 | 1.0917 | 0 | 0.81803 | 0.9441 | 0 | 0.59951
2018-01-22 | 1 | 2 | Winter: Off-Peak |  | 14 | heating | 0.59425 | 1.0126 | 1.0177 | 0.61243 | 2.7335 | 5.712 | 1.5011 | 1.1152 | 0 | 0.74508 | 0.9441 | 0 | 0.61243
2018-01-22 | 1 | 3 | Winter: Off-Peak |  | 14 | heating | 0.59425 | 1.0289 | 1.0177 | 0.62224 | 2.7335 | 5.8035 | 1.5011 | 1.1331 | 0 | 0.69159 | 0.9441 | 0 | 0.62224
2018-01-22 | 1 | 4 | Winter: Off-Peak |  | 12 | heating | 0.61564 | 1.0654 | 1.0177 | 0.66755 | 2.6647 | 6.0692 | 1.376 | 1.2927 | 0 | 0.64739 | 0.9441 | 0 | 0.66755
2018-01-22 | 1 | 5 | Winter: Off-Peak |  | 10 | heating | 0.63703 | 1.1031 | 1.0177 | 0.71517 | 2.5948 | 6.3318 | 1.2546 | 1.4791 | 0 | 0.7214 | 0.9441 | 0 | 0.71517
2018-01-22 | 1 | 6 | Winter: Off-Peak |  | 10 | heating | 0.63703 | 1.1674 | 1.0177 | 0.75686 | 2.5948 | 6.7009 | 1.2546 | 1.5653 | 0 | 0.87787 | 0.9441 | 0 | 0.75686
2018-01-22 | 1 | 7 | Winter: On-Peak |  | 9 | heating | 0.64773 | 1.1567 | 1.0177 | 0.76252 | 2.5577 | 6.6545 | 1.1953 | 1.6317 | 0 | 0.97331 | 0.9441 | 0 | 0.76252
2018-01-22 | 1 | 8 | Winter: On-Peak |  | 7 | heating | 0.66912 | 1.0887 | 1.0177 | 0.74141 | 2.48 | 6.2737 | 1.1216 | 1.6393 | 0 | 0.9494 | 0.9441 | 0 | 0.74141
2018-01-22 | 1 | 9 | Winter: On-Peak |  | 10 | heating | 0.63703 | 1.0265 | 1.0177 | 0.66551 | 2.5948 | 5.8921 | 1.2546 | 1.3764 | 0 | 0.84085 | 0.9441 | 0 | 0.66551
2018-01-22 | 1 | 10 | Winter: On-Peak |  | 12 | heating | 0.61564 | 0.99414 | 1.0177 | 0.62288 | 2.6647 | 5.6631 | 1.376 | 1.2062 | 0 | 0.74504 | 0.9441 | 0 | 0.62288
2018-01-22 | 1 | 11 | Winter: On-Peak |  | 14 | heating | 0.59425 | 0.95102 | 1.0177 | 0.57516 | 2.7335 | 5.3644 | 1.5011 | 1.0474 | 0 | 0.72851 | 0.9441 | 0 | 0.57516
2018-01-22 | 1 | 12 | Winter: On-Peak |  | 16 | heating | 0.57285 | 0.92818 | 1.0177 | 0.54113 | 2.8179 | 5.2029 | 1.6318 | 0.9345 | 0 | 0.75911 | 0.9441 | 0 | 0.54113
2018-01-22 | 1 | 13 | Winter: On-Peak |  | 16 | heating | 0.57285 | 0.91574 | 1.0177 | 0.53388 | 2.8179 | 5.1332 | 1.6318 | 0.92198 | 0 | 0.79116 | 0.9441 | 0 | 0.53388
2018-01-22 | 1 | 14 | Winter: On-Peak |  | 18 | heating | 0.55146 | 0.92047 | 1.0177 | 0.51661 | 2.905 | 5.1205 | 1.7642 | 0.85068 | 0 | 0.84356 | 0.9441 | 0 | 0.51661
2018-01-22 | 1 | 15 | Winter: On-Peak |  | 18 | heating | 0.55146 | 0.92938 | 1.0177 | 0.5216 | 2.905 | 5.1701 | 1.7642 | 0.85891 | 0 | 0.96593 | 0.9441 | 0 | 0.5216
2018-01-22 | 1 | 16 | Winter: On-Peak |  | 18 | heating | 0.55146 | 0.95821 | 1.0177 | 0.53778 | 2.905 | 5.3304 | 1.7642 | 0.88555 | 0 | 1.1649 | 0.9441 | 0 | 0.53778
2018-01-22 | 1 | 17 | Winter: On-Peak | Winter | 16 | heating | 0.57285 | 1.0003 | 1.0177 | 0.5832 | 2.8179 | 5.6073 | 1.6318 | 1.0071 | 0 | 1.3522 | 0.9441 | 0 | 0.5832
2018-01-22 | 1 | 18 | Winter: On-Peak | Winter | 12 | heating | 0.61564 | 0.99263 | 1.0177 | 0.62194 | 2.6647 | 5.6545 | 1.376 | 1.2044 | 0 | 1.5599 | 0.9441 | 0 | 0.62194
2018-01-22 | 1 | 19 | Winter: On-Peak |  | 10 | heating | 0.63703 | 0.98729 | 1.0177 | 0.64008 | 2.5948 | 5.6669 | 1.2546 | 1.3238 | 0 | 1.6764 | 0.9441 | 0 | 0.64008
2018-01-22 | 1 | 20 | Winter: On-Peak |  | 9 | heating | 0.64773 | 0.98078 | 1.0177 | 0.64654 | 2.5577 | 5.6424 | 1.1953 | 1.3835 | 0 | 1.5244 | 0.9441 | 0 | 0.64654
2018-01-22 | 1 | 21 | Winter: On-Peak |  | 9 | heating | 0.64773 | 0.96486 | 1.0177 | 0.63604 | 2.5577 | 5.5507 | 1.1953 | 1.3611 | 0 | 1.4449 | 0.9441 | 0 | 0.63604
2018-01-22 | 1 | 22 | Winter: On-Peak |  | 7 | heating | 0.66912 | 0.93973 | 1.0177 | 0.63993 | 2.48 | 5.415 | 1.1216 | 1.415 | 0 | 1.2427 | 0.9441 | 0 | 0.63993
2018-01-22 | 1 | 23 | Winter: Off-Peak |  | 3 | heating | 0.7119 | 0.93552 | 1.0177 | 0.6778 | 2.2496 | 5.2026 | #N/A | 0 | 0 | 1.0298 | 0.9441 | 0 | 0.6778
2018-01-23 | 2 | 0 | Winter: Off-Peak |  | 1 | heating | 0.73329 | 0.96098 | 1.02 | 0.71875 | 2.2891 | 5.6136 | #N/A | 0 | 0 | 0.90669 | 0.83669 | 0 | 0.71875
2018-01-23 | 2 | 1 | Winter: Off-Peak |  | 1 | heating | 0.73329 | 0.99129 | 1.02 | 0.74142 | 2.2891 | 5.7906 | #N/A | 0 | 0 | 0.81803 | 0.83669 | 0 | 0.74142
2018-01-23 | 2 | 2 | Winter: Off-Peak |  | 0 | heating | 0.74399 | 1.0126 | 1.02 | 0.76844 | 2.2465 | 5.8902 | #N/A | 0 | 0 | 0.74508 | 0.83669 | 0 | 0.76844
2018-01-23 | 2 | 3 | Winter: Off-Peak |  | 0 | heating | 0.74399 | 1.0289 | 1.02 | 0.78076 | 2.2465 | 5.9847 | #N/A | 0 | 0 | 0.69159 | 0.83669 | 0 | 0.78076
2018-01-23 | 2 | 4 | Winter: Off-Peak |  | 1 | heating | 0.73329 | 1.0654 | 1.02 | 0.79688 | 2.2891 | 6.2238 | #N/A | 0 | 0 | 0.64739 | 0.83669 | 0 | 0.79688
2018-01-23 | 2 | 5 | Winter: Off-Peak |  | 1 | heating | 0.73329 | 1.1031 | 1.02 | 0.82506 | 2.2891 | 6.4439 | #N/A | 0 | 0 | 0.7214 | 0.83669 | 0 | 0.82506
2018-01-23 | 2 | 6 | Winter: Off-Peak |  | 1 | heating | 0.73329 | 1.1674 | 1.02 | 0.87315 | 2.2891 | 6.8195 | #N/A | 0 | 0 | 0.87787 | 0.83669 | 0 | 0.87315
2018-01-23 | 2 | 7 | Winter: On-Peak |  | 1 | heating | 0.73329 | 1.1567 | 1.02 | 0.86515 | 2.2891 | 6.757 | #N/A | 0 | 0 | 0.97331 | 0.83669 | 0 | 0.86515
2018-01-23 | 2 | 8 | Winter: On-Peak |  | 1 | heating | 0.73329 | 1.0887 | 1.02 | 0.8143 | 2.2891 | 6.3599 | #N/A | 0 | 0 | 0.9494 | 0.83669 | 0 | 0.8143
2018-01-23 | 2 | 9 | Winter: On-Peak |  | 3 | heating | 0.7119 | 1.0265 | 1.02 | 0.74537 | 2.2496 | 5.7212 | #N/A | 0 | 0 | 0.84085 | 0.83669 | 0 | 0.74537
2018-01-23 | 2 | 10 | Winter: On-Peak |  | 3 | heating | 0.7119 | 0.99414 | 1.02 | 0.72186 | 2.2496 | 5.5408 | #N/A | 0 | 0 | 0.74504 | 0.83669 | 0 | 0.72186
2018-01-23 | 2 | 11 | Winter: On-Peak |  | 5 | heating | 0.69051 | 0.95102 | 1.02 | 0.6698 | 2.3844 | 5.4491 | 1.0472 | 1.5251 | 0 | 0.72851 | 0.83669 | 0 | 0.6698
2018-01-23 | 2 | 12 | Winter: On-Peak |  | 7 | heating | 0.66912 | 0.92818 | 1.02 | 0.63346 | 2.48 | 5.3602 | 1.1216 | 1.4007 | 0 | 0.75911 | 0.83669 | 0 | 0.63346
2018-01-23 | 2 | 13 | Winter: On-Peak |  | 7 | heating | 0.66912 | 0.91574 | 1.02 | 0.62497 | 2.48 | 5.2884 | 1.1216 | 1.3819 | 0 | 0.79116 | 0.83669 | 0 | 0.62497
2018-01-23 | 2 | 14 | Winter: On-Peak |  | 5 | heating | 0.69051 | 0.92047 | 1.02 | 0.64829 | 2.3844 | 5.2741 | 1.0472 | 1.4761 | 0 | 0.84356 | 0.83669 | 0 | 0.64829
2018-01-23 | 2 | 15 | Winter: On-Peak |  | 3 | heating | 0.7119 | 0.92938 | 1.02 | 0.67483 | 2.2496 | 5.1798 | #N/A | 0 | 0 | 0.96593 | 0.83669 | 0 | 0.67483
2018-01-23 | 2 | 16 | Winter: On-Peak |  | 3 | heating | 0.7119 | 0.95821 | 1.02 | 0.69577 | 2.2496 | 5.3405 | #N/A | 0 | 0 | 1.1649 | 0.83669 | 0 | 0.69577
2018-01-23 | 2 | 17 | Winter: On-Peak | Winter | 0 | heating | 0.74399 | 1.0003 | 1.02 | 0.75909 | 2.2465 | 5.8186 | #N/A | 0 | 0 | 1.3522 | 0.83669 | 0 | 0.75909
2018-01-23 | 2 | 18 | Winter: On-Peak | Winter | 0 | heating | 0.74399 | 0.99263 | 1.02 | 0.75325 | 2.2465 | 5.7738 | #N/A | 0 | 0 | 1.5599 | 0.83669 | 0 | 0.75325
2018-01-23 | 2 | 19 | Winter: On-Peak |  | -2 | heating | 0.76538 | 0.98729 | 1.02 | 0.77074 | 2.1604 | 5.6814 | #N/A | 0 | 0 | 1.6764 | 0.83669 | 0 | 0.77074
2018-01-23 | 2 | 20 | Winter: On-Peak |  | -4 | heating | 0.78677 | 0.98078 | 1.02 | 0.78706 | 2.0846 | 5.598 | #N/A | 0 | 0 | 1.5244 | 0.83669 | 0 | 0.78706
2018-01-23 | 2 | 21 | Winter: On-Peak |  | -6 | heating | 0.80816 | 0.96486 | 1.02 | 0.79533 | 1.9911 | 5.4033 | #N/A | 0 | 0 | 1.4449 | 0.83669 | 0 | 0.79533
2018-01-23 | 2 | 22 | Winter: On-Peak |  | -8 | heating | 0.82955 | 0.93973 | 1.02 | 0.79512 | 1.8737 | 5.0831 | #N/A | 0 | 0 | 1.2427 | 0.83669 | 0 | 0.79512
2018-01-23 | 2 | 23 | Winter: Off-Peak |  | -8 | heating | 0.82955 | 0.93552 | 1.02 | 0.79156 | 1.8737 | 5.0604 | #N/A | 0 | 0 | 1.0298 | 0.83669 | 0 | 0.79156
2018-01-24 | 3 | 0 | Winter: Off-Peak |  | -11 | heating | 0.86164 | 0.96098 | 1.0263 | 0.8498 | 1.7062 | 4.9472 | #N/A | 0 | 0 | 0.90669 | 0.94211 | 0 | 0.8498
2018-01-24 | 3 | 1 | Winter: Off-Peak |  | -12 | heating | 0.87234 | 0.99129 | 1.0263 | 0.88748 | 1.5845 | 4.7979 | #N/A | 0 | 0 | 0.81803 | 0.94211 | 0 | 0.88748
2018-01-24 | 3 | 2 | Winter: Off-Peak |  | -15 | heating | 0.90443 | 1.0126 | 1.0263 | 0.93995 | 1.3075 | 4.1932 | #N/A | 0 | 0 | 0.74508 | 0.94211 | 0 | 0.93995
2018-01-24 | 3 | 3 | Winter: Off-Peak |  | -17 | heating | 0.92582 | 1.0289 | 1.0263 | 0.97761 | 1.1722 | 3.9101 | #N/A | 0 | 0 | 0.69159 | 0.94211 | 0 | 0.97761
2018-01-24 | 3 | 4 | Winter: Off-Peak |  | -18 | heating | 0.93651 | 1.0654 | 1.0263 | 1.024 | 1.1722 | 4.0958 | #N/A | 0 | 0 | 0.64739 | 0.94211 | 0 | 1.024
2018-01-24 | 3 | 5 | Winter: Off-Peak |  | -18 | heating | 0.93651 | 1.1031 | 1.0263 | 1.0603 | 1.1722 | 4.2406 | #N/A | 0 | 0 | 0.7214 | 0.94211 | 0 | 1.0603
2018-01-24 | 3 | 6 | Winter: Off-Peak |  | -20 | heating | 0.95791 | 1.1674 | 1.0263 | 1.1477 | 1.1722 | 4.5904 | #N/A | 0 | 0 | 0.87787 | 0.94211 | 0 | 1.1477
2018-01-24 | 3 | 7 | Winter: On-Peak |  | -20 | heating | 0.95791 | 1.1567 | 1.0263 | 1.1372 | 1.1722 | 4.5483 | #N/A | 0 | 0 | 0.97331 | 0.94211 | 0 | 1.1372
2018-01-24 | 3 | 8 | Winter: On-Peak |  | -18 | heating | 0.93651 | 1.0887 | 1.0263 | 1.0464 | 1.1722 | 4.1854 | #N/A | 0 | 0 | 0.9494 | 0.94211 | 0 | 1.0464
2018-01-24 | 3 | 9 | Winter: On-Peak |  | -15 | heating | 0.90443 | 1.0265 | 1.0263 | 0.95283 | 1.3075 | 4.2506 | #N/A | 0 | 0 | 0.84085 | 0.94211 | 0 | 0.95283
2018-01-24 | 3 | 10 | Winter: On-Peak |  | -9 | heating | 0.84025 | 0.99414 | 1.0263 | 0.8573 | 1.8173 | 5.3157 | #N/A | 0 | 0 | 0.74504 | 0.94211 | 0 | 0.8573
2018-01-24 | 3 | 11 | Winter: On-Peak |  | -8 | heating | 0.82955 | 0.95102 | 1.0263 | 0.80968 | 1.8737 | 5.1762 | #N/A | 0 | 0 | 0.72851 | 0.94211 | 0 | 0.80968
2018-01-24 | 3 | 12 | Winter: On-Peak |  | -4 | heating | 0.78677 | 0.92818 | 1.0263 | 0.74947 | 2.0846 | 5.3306 | #N/A | 0 | 0 | 0.75911 | 0.94211 | 0 | 0.74947
2018-01-24 | 3 | 13 | Winter: On-Peak |  | -2 | heating | 0.76538 | 0.91574 | 1.0263 | 0.71932 | 2.1604 | 5.3025 | #N/A | 0 | 0 | 0.79116 | 0.94211 | 0 | 0.71932
2018-01-24 | 3 | 14 | Winter: On-Peak |  | 0 | heating | 0.74399 | 0.92047 | 1.0263 | 0.70284 | 2.2465 | 5.3874 | #N/A | 0 | 0 | 0.84356 | 0.94211 | 0 | 0.70284
2018-01-24 | 3 | 15 | Winter: On-Peak |  | 0 | heating | 0.74399 | 0.92938 | 1.0263 | 0.70963 | 2.2465 | 5.4395 | #N/A | 0 | 0 | 0.96593 | 0.94211 | 0 | 0.70963
2018-01-24 | 3 | 16 | Winter: On-Peak |  | 1 | heating | 0.73329 | 0.95821 | 1.0263 | 0.72113 | 2.2891 | 5.6322 | #N/A | 0 | 0 | 1.1649 | 0.94211 | 0 | 0.72113
2018-01-24 | 3 | 17 | Winter: On-Peak | Winter | 0 | heating | 0.74399 | 1.0003 | 1.0263 | 0.7638 | 2.2465 | 5.8547 | #N/A | 0 | 0 | 1.3522 | 0.94211 | 0 | 0.7638
2018-01-24 | 3 | 18 | Winter: On-Peak | Winter | -4 | heating | 0.78677 | 0.99263 | 1.0263 | 0.80152 | 2.0846 | 5.7008 | #N/A | 0 | 0 | 1.5599 | 0.94211 | 0 | 0.80152
2018-01-24 | 3 | 19 | Winter: On-Peak |  | -4 | heating | 0.78677 | 0.98729 | 1.0263 | 0.7972 | 2.0846 | 5.6701 | #N/A | 0 | 0 | 1.6764 | 0.94211 | 0 | 0.7972
2018-01-24 | 3 | 20 | Winter: On-Peak |  | -6 | heating | 0.80816 | 0.98078 | 1.0263 | 0.81348 | 1.9911 | 5.5266 | #N/A | 0 | 0 | 1.5244 | 0.94211 | 0 | 0.81348
2018-01-24 | 3 | 21 | Winter: On-Peak |  | -6 | heating | 0.80816 | 0.96486 | 1.0263 | 0.80027 | 1.9911 | 5.4369 | #N/A | 0 | 0 | 1.4449 | 0.94211 | 0 | 0.80027
2018-01-24 | 3 | 22 | Winter: On-Peak |  | -4 | heating | 0.78677 | 0.93973 | 1.0263 | 0.7588 | 2.0846 | 5.3969 | #N/A | 0 | 0 | 1.2427 | 0.94211 | 0 | 0.7588
2018-01-24 | 3 | 23 | Winter: Off-Peak |  | -4 | heating | 0.78677 | 0.93552 | 1.0263 | 0.7554 | 2.0846 | 5.3728 | #N/A | 0 | 0 | 1.0298 | 0.94211 | 0 | 0.7554
2018-01-25 | 4 | 0 | Winter: Off-Peak |  | 0 | heating | 0.74399 | 0.96098 | 1.002 | 0.71642 | 2.2465 | 5.4915 | #N/A | 0 | 0 | 0.90669 | 1.0706 | 0 | 0.71642
2018-01-25 | 4 | 1 | Winter: Off-Peak |  | 0 | heating | 0.74399 | 0.99129 | 1.002 | 0.73901 | 2.2465 | 5.6647 | #N/A | 0 | 0 | 0.81803 | 1.0706 | 0 | 0.73901
2018-01-25 | 4 | 2 | Winter: Off-Peak |  | -2 | heating | 0.76538 | 1.0126 | 1.002 | 0.77664 | 2.1604 | 5.725 | #N/A | 0 | 0 | 0.74508 | 1.0706 | 0 | 0.77664
2018-01-25 | 4 | 3 | Winter: Off-Peak |  | 1 | heating | 0.73329 | 1.0289 | 1.002 | 0.75601 | 2.2891 | 5.9046 | #N/A | 0 | 0 | 0.69159 | 1.0706 | 0 | 0.75601
2018-01-25 | 4 | 4 | Winter: Off-Peak |  | 1 | heating | 0.73329 | 1.0654 | 1.002 | 0.78288 | 2.2891 | 6.1145 | #N/A | 0 | 0 | 0.64739 | 1.0706 | 0 | 0.78288
2018-01-25 | 4 | 5 | Winter: Off-Peak |  | 5 | heating | 0.69051 | 1.1031 | 1.002 | 0.76327 | 2.3844 | 6.2095 | 1.0472 | 1.7379 | 0 | 0.7214 | 1.0706 | 0 | 0.76327
2018-01-25 | 4 | 6 | Winter: Off-Peak |  | 7 | heating | 0.66912 | 1.1674 | 1.002 | 0.78274 | 2.48 | 6.6234 | 1.1216 | 1.7307 | 0 | 0.87787 | 1.0706 | 0 | 0.78274
2018-01-25 | 4 | 7 | Winter: On-Peak |  | 7 | heating | 0.66912 | 1.1567 | 1.002 | 0.77557 | 2.48 | 6.5627 | 1.1216 | 1.7149 | 0 | 0.97331 | 1.0706 | 0 | 0.77557
2018-01-25 | 4 | 8 | Winter: On-Peak |  | 7 | heating | 0.66912 | 1.0887 | 1.002 | 0.72998 | 2.48 | 6.177 | 1.1216 | 1.6141 | 0 | 0.9494 | 1.0706 | 0 | 0.72998
2018-01-25 | 4 | 9 | Winter: On-Peak |  | 9 | heating | 0.64773 | 1.0265 | 1.002 | 0.66626 | 2.5577 | 5.8144 | 1.1953 | 1.4257 | 0 | 0.84085 | 1.0706 | 0 | 0.66626
2018-01-25 | 4 | 10 | Winter: On-Peak |  | 9 | heating | 0.64773 | 0.99414 | 1.002 | 0.64524 | 2.5577 | 5.6311 | 1.1953 | 1.3807 | 0 | 0.74504 | 1.0706 | 0 | 0.64524
2018-01-25 | 4 | 11 | Winter: On-Peak |  | 10 | heating | 0.63703 | 0.95102 | 1.002 | 0.60707 | 2.5948 | 5.3747 | 1.2546 | 1.2555 | 0 | 0.72851 | 1.0706 | 0 | 0.60707
2018-01-25 | 4 | 12 | Winter: On-Peak |  | 12 | heating | 0.61564 | 0.92818 | 1.002 | 0.57259 | 2.6647 | 5.2059 | 1.376 | 1.1088 | 0 | 0.75911 | 1.0706 | 0 | 0.57259
2018-01-25 | 4 | 13 | Winter: On-Peak |  | 12 | heating | 0.61564 | 0.91574 | 1.002 | 0.56492 | 2.6647 | 5.1361 | 1.376 | 1.0939 | 0 | 0.79116 | 1.0706 | 0 | 0.56492
2018-01-25 | 4 | 14 | Winter: On-Peak |  | 16 | heating | 0.57285 | 0.92047 | 1.002 | 0.52838 | 2.8179 | 5.0802 | 1.6318 | 0.91247 | 0 | 0.84356 | 1.0706 | 0 | 0.52838
2018-01-25 | 4 | 15 | Winter: On-Peak |  | 18 | heating | 0.55146 | 0.92938 | 1.002 | 0.51357 | 2.905 | 5.0904 | 1.7642 | 0.84567 | 0 | 0.96593 | 1.0706 | 0 | 0.51357
2018-01-25 | 4 | 16 | Winter: On-Peak |  | 19 | heating | 0.54077 | 0.95821 | 1.002 | 0.51923 | 2.9438 | 5.2152 | 1.829 | 0.83571 | 0 | 1.1649 | 1.0706 | 0 | 0.51923
2018-01-25 | 4 | 17 | Winter: On-Peak | Winter | 19 | heating | 0.54077 | 1.0003 | 1.002 | 0.54205 | 2.9438 | 5.4444 | 1.829 | 0.87244 | 0 | 1.3522 | 1.0706 | 0 | 0.54205
2018-01-25 | 4 | 18 | Winter: On-Peak | Winter | 19 | heating | 0.54077 | 0.99263 | 1.002 | 0.53788 | 2.9438 | 5.4026 | 1.829 | 0.86574 | 0 | 1.5599 | 1.0706 | 0 | 0.53788
2018-01-25 | 4 | 19 | Winter: On-Peak |  | 19 | heating | 0.54077 | 0.98729 | 1.002 | 0.53498 | 2.9438 | 5.3735 | 1.829 | 0.86107 | 0 | 1.6764 | 1.0706 | 0 | 0.53498
2018-01-25 | 4 | 20 | Winter: On-Peak |  | 19 | heating | 0.54077 | 0.98078 | 1.002 | 0.53146 | 2.9438 | 5.3381 | 1.829 | 0.8554 | 0 | 1.5244 | 1.0706 | 0 | 0.53146
2018-01-25 | 4 | 21 | Winter: On-Peak |  | 21 | heating | 0.51937 | 0.96486 | 1.002 | 0.50215 | 3.0223 | 5.1782 | 1.9597 | 0.77442 | 0 | 1.4449 | 1.0706 | 0 | 0.50215
2018-01-25 | 4 | 22 | Winter: On-Peak |  | 21 | heating | 0.51937 | 0.93973 | 1.002 | 0.48907 | 3.0223 | 5.0433 | 1.9597 | 0.75425 | 0 | 1.2427 | 1.0706 | 0 | 0.48907
2018-01-25 | 4 | 23 | Winter: Off-Peak |  | 19 | heating | 0.54077 | 0.93552 | 1.002 | 0.50693 | 2.9438 | 5.0917 | 1.829 | 0.81592 | 0 | 1.0298 | 1.0706 | 0 | 0.50693
2018-01-26 | 5 | 0 | Winter: Off-Peak |  | 19 | heating | 0.54077 | 0.96098 | 1.0078 | 0.52372 | 2.9438 | 5.2603 | 1.829 | 0.84294 | 0 | 0.90669 | 1.1856 | 0 | 0.52372
2018-01-26 | 5 | 1 | Winter: Off-Peak |  | 19 | heating | 0.54077 | 0.99129 | 1.0078 | 0.54024 | 2.9438 | 5.4262 | 1.829 | 0.86953 | 0 | 0.81803 | 1.1856 | 0 | 0.54024
2018-01-26 | 5 | 2 | Winter: Off-Peak |  | 20 | heating | 0.53007 | 1.0126 | 1.0078 | 0.54096 | 2.983 | 5.506 | 1.8943 | 0.85186 | 0 | 0.74508 | 1.1856 | 0 | 0.54096
2018-01-26 | 5 | 3 | Winter: Off-Peak |  | 21 | heating | 0.51937 | 1.0289 | 1.0078 | 0.53854 | 3.0223 | 5.5535 | 1.9597 | 0.83055 | 0 | 0.69159 | 1.1856 | 0 | 0.53854
2018-01-26 | 5 | 4 | Winter: Off-Peak |  | 21 | heating | 0.51937 | 1.0654 | 1.0078 | 0.55768 | 3.0223 | 5.7508 | 1.9597 | 0.86006 | 0 | 0.64739 | 1.1856 | 0 | 0.55768
2018-01-26 | 5 | 5 | Winter: Off-Peak |  | 22 | heating | 0.50868 | 1.1031 | 1.0078 | 0.56551 | 3.0408 | 5.8673 | 2.0164 | 0.8528 | 0 | 0.7214 | 1.1856 | 0 | 0.56551
2018-01-26 | 5 | 6 | Winter: Off-Peak |  | 22 | heating | 0.50868 | 1.1674 | 1.0078 | 0.59848 | 3.0408 | 6.2093 | 2.0164 | 0.90251 | 0 | 0.87787 | 1.1856 | 0 | 0.59848
2018-01-26 | 5 | 7 | Winter: On-Peak |  | 22 | heating | 0.50868 | 1.1567 | 1.0078 | 0.59299 | 3.0408 | 6.1524 | 2.0164 | 0.89424 | 0 | 0.97331 | 1.1856 | 0 | 0.59299
2018-01-26 | 5 | 8 | Winter: On-Peak |  | 24 | heating | 0.48729 | 1.0887 | 1.0078 | 0.53467 | 3.0766 | 5.6126 | 2.1288 | 0.77273 | 0 | 0.9494 | 1.1856 | 0 | 0.53467
2018-01-26 | 5 | 9 | Winter: On-Peak |  | 26 | heating | 0.4659 | 1.0265 | 1.0078 | 0.48198 | 3.1041 | 5.1048 | 2.2359 | 0.66913 | 0 | 0.84085 | 1.1856 | 0 | 0.48198
2018-01-26 | 5 | 10 | Winter: On-Peak |  | 29 | heating | 0.43381 | 0.99414 | 1.0078 | 0.43463 | 3.074 | 4.5586 | 2.2791 | 0.58623 | 0 | 0.74504 | 1.1856 | 0 | 0.43463
2018-01-26 | 5 | 11 | Winter: On-Peak |  | 31 | heating | 0.41242 | 0.95102 | 1.0078 | 0.39528 | 3.0755 | 4.1479 | 2.3889 | 0.50889 | 0 | 0.72851 | 1.1856 | 0 | 0.39528
2018-01-26 | 5 | 12 | Winter: On-Peak |  | 33 | heating | 0.39102 | 0.92818 | 1.0078 | 0.36577 | 3.1252 | 3.9003 | 2.5157 | 0.4544 | 0 | 0.75911 | 1.1856 | 0 | 0.36577
2018-01-26 | 5 | 13 | Winter: On-Peak |  | 33 | heating | 0.39102 | 0.91574 | 1.0078 | 0.36087 | 3.1252 | 3.848 | 2.5157 | 0.44831 | 0 | 0.79116 | 1.1856 | 0 | 0.36087
2018-01-26 | 5 | 14 | Winter: On-Peak |  | 32 | heating | 0.40172 | 0.92047 | 1.0078 | 0.37266 | 3.1004 | 3.9421 | 2.4523 | 0.47114 | 0 | 0.84356 | 1.1856 | 0 | 0.37266
2018-01-26 | 5 | 15 | Winter: On-Peak |  | 32 | heating | 0.40172 | 0.92938 | 1.0078 | 0.37626 | 3.1004 | 3.9803 | 2.4523 | 0.4757 | 0 | 0.96593 | 1.1856 | 0 | 0.37626
2018-01-26 | 5 | 16 | Winter: On-Peak |  | 32 | heating | 0.40172 | 0.95821 | 1.0078 | 0.38794 | 3.1004 | 4.1037 | 2.4523 | 0.49046 | 0 | 1.1649 | 1.1856 | 0 | 0.38794
2018-01-26 | 5 | 17 | Winter: On-Peak | Winter | 31 | heating | 0.41242 | 1.0003 | 1.0078 | 0.41577 | 3.0755 | 4.363 | 2.3889 | 0.53527 | 0 | 1.3522 | 1.1856 | 0 | 0.41577
2018-01-26 | 5 | 18 | Winter: On-Peak | Winter | 30 | heating | 0.42311 | 0.99263 | 1.0078 | 0.42327 | 3.0748 | 4.4406 | 2.334 | 0.55761 | 0 | 1.5599 | 1.1856 | 0 | 0.42327
2018-01-26 | 5 | 19 | Winter: On-Peak |  | 29 | heating | 0.43381 | 0.98729 | 1.0078 | 0.43163 | 3.074 | 4.5272 | 2.2791 | 0.58219 | 0 | 1.6764 | 1.1856 | 0 | 0.43163
2018-01-26 | 5 | 20 | Winter: On-Peak |  | 25 | heating | 0.47659 | 0.98078 | 1.0078 | 0.47108 | 3.0939 | 4.973 | 2.1844 | 0.66723 | 0 | 1.5244 | 1.1856 | 0 | 0.47108
2018-01-26 | 5 | 21 | Winter: On-Peak |  | 23 | heating | 0.49798 | 0.96486 | 1.0078 | 0.48423 | 3.0593 | 5.0545 | 2.0731 | 0.71457 | 0 | 1.4449 | 1.1856 | 0 | 0.48423
2018-01-26 | 5 | 22 | Winter: On-Peak |  | 23 | heating | 0.49798 | 0.93973 | 1.0078 | 0.47162 | 3.0593 | 4.9229 | 2.0731 | 0.69596 | 0 | 1.2427 | 1.1856 | 0 | 0.47162
2018-01-26 | 5 | 23 | Winter: Off-Peak |  | 22 | heating | 0.50868 | 0.93552 | 1.0078 | 0.47959 | 3.0408 | 4.9758 | 2.0164 | 0.72323 | 0 | 1.0298 | 1.1856 | 0 | 0.47959
2018-01-27 | 6 | 0 | Winter: Off-Peak |  | 22 | heating | 0.50868 | 0.96098 | 0.98855 | 0.48323 | 3.0408 | 5.0136 | 2.0164 | 0.72872 | 0 | 0.90669 | 1.0113 | 0 | 0.48323
2018-01-27 | 6 | 1 | Winter: Off-Peak |  | 22 | heating | 0.50868 | 0.99129 | 0.98855 | 0.49847 | 3.0408 | 5.1717 | 2.0164 | 0.7517 | 0 | 0.81803 | 1.0113 | 0 | 0.49847
2018-01-27 | 6 | 2 | Winter: Off-Peak |  | 22 | heating | 0.50868 | 1.0126 | 0.98855 | 0.50921 | 3.0408 | 5.2831 | 2.0164 | 0.7679 | 0 | 0.74508 | 1.0113 | 0 | 0.50921
2018-01-27 | 6 | 3 | Winter: Off-Peak |  | 22 | heating | 0.50868 | 1.0289 | 0.98855 | 0.51737 | 3.0408 | 5.3678 | 2.0164 | 0.78021 | 0 | 0.69159 | 1.0113 | 0 | 0.51737
2018-01-27 | 6 | 4 | Winter: Off-Peak |  | 22 | heating | 0.50868 | 1.0654 | 0.98855 | 0.53576 | 3.0408 | 5.5586 | 2.0164 | 0.80793 | 0 | 0.64739 | 1.0113 | 0 | 0.53576
2018-01-27 | 6 | 5 | Winter: Off-Peak |  | 22 | heating | 0.50868 | 1.1031 | 0.98855 | 0.55471 | 3.0408 | 5.7551 | 2.0164 | 0.8365 | 0 | 0.7214 | 1.0113 | 0 | 0.55471
2018-01-27 | 6 | 6 | Winter: Off-Peak |  | 22 | heating | 0.50868 | 1.1674 | 0.98855 | 0.58704 | 3.0408 | 6.0906 | 2.0164 | 0.88526 | 0 | 0.87787 | 1.0113 | 0 | 0.58704
2018-01-27 | 6 | 7 | Winter: Off-Peak |  | 22 | heating | 0.50868 | 1.1567 | 0.98855 | 0.58166 | 3.0408 | 6.0348 | 2.0164 | 0.87715 | 0 | 0.97331 | 1.0113 | 0 | 0.58166
2018-01-27 | 6 | 8 | Winter: Off-Peak |  | 19 | heating | 0.54077 | 1.0887 | 0.98855 | 0.58201 | 2.9438 | 5.8458 | 1.829 | 0.93676 | 0 | 0.9494 | 1.0113 | 0 | 0.58201
2018-01-27 | 6 | 9 | Winter: Off-Peak |  | 19 | heating | 0.54077 | 1.0265 | 0.98855 | 0.54875 | 2.9438 | 5.5117 | 1.829 | 0.88323 | 0 | 0.84085 | 1.0113 | 0 | 0.54875
2018-01-27 | 6 | 10 | Winter: Off-Peak |  | 19 | heating | 0.54077 | 0.99414 | 0.98855 | 0.53144 | 2.9438 | 5.3379 | 1.829 | 0.85537 | 0 | 0.74504 | 1.0113 | 0 | 0.53144
2018-01-27 | 6 | 11 | Winter: Off-Peak |  | 23 | heating | 0.49798 | 0.95102 | 0.98855 | 0.46817 | 3.0593 | 4.8869 | 2.0731 | 0.69086 | 0 | 0.72851 | 1.0113 | 0 | 0.46817
2018-01-27 | 6 | 12 | Winter: Off-Peak |  | 25 | heating | 0.47659 | 0.92818 | 0.98855 | 0.43729 | 3.0939 | 4.6163 | 2.1844 | 0.61938 | 0 | 0.75911 | 1.0113 | 0 | 0.43729
2018-01-27 | 6 | 13 | Winter: Off-Peak |  | 27 | heating | 0.4552 | 0.91574 | 0.98855 | 0.41207 | 3.1144 | 4.3787 | 2.2875 | 0.56101 | 0 | 0.79116 | 1.0113 | 0 | 0.41207
2018-01-27 | 6 | 14 | Winter: Off-Peak |  | 27 | heating | 0.4552 | 0.92047 | 0.98855 | 0.4142 | 3.1144 | 4.4014 | 2.2875 | 0.56392 | 0 | 0.84356 | 1.0113 | 0 | 0.4142
2018-01-27 | 6 | 15 | Winter: Off-Peak |  | 27 | heating | 0.4552 | 0.92938 | 0.98855 | 0.41821 | 3.1144 | 4.4439 | 2.2875 | 0.56937 | 0 | 0.96593 | 1.0113 | 0 | 0.41821
2018-01-27 | 6 | 16 | Winter: Off-Peak |  | 25 | heating | 0.47659 | 0.95821 | 0.98855 | 0.45144 | 3.0939 | 4.7657 | 2.1844 | 0.63942 | 0 | 1.1649 | 1.0113 | 0 | 0.45144
2018-01-27 | 6 | 17 | Winter: Off-Peak |  | 25 | heating | 0.47659 | 1.0003 | 0.98855 | 0.47129 | 3.0939 | 4.9751 | 2.1844 | 0.66752 | 0 | 1.3522 | 1.0113 | 0 | 0.47129
2018-01-27 | 6 | 18 | Winter: Off-Peak |  | 25 | heating | 0.47659 | 0.99263 | 0.98855 | 0.46766 | 3.0939 | 4.9369 | 2.1844 | 0.66239 | 0 | 1.5599 | 1.0113 | 0 | 0.46766
2018-01-27 | 6 | 19 | Winter: Off-Peak |  | 23 | heating | 0.49798 | 0.98729 | 0.98855 | 0.48602 | 3.0593 | 5.0732 | 2.0731 | 0.71721 | 0 | 1.6764 | 1.0113 | 0 | 0.48602
2018-01-27 | 6 | 20 | Winter: Off-Peak |  | 21 | heating | 0.51937 | 0.98078 | 0.98855 | 0.50356 | 3.0223 | 5.1927 | 1.9597 | 0.7766 | 0 | 1.5244 | 1.0113 | 0 | 0.50356
2018-01-27 | 6 | 21 | Winter: Off-Peak |  | 18 | heating | 0.55146 | 0.96486 | 0.98855 | 0.52599 | 2.905 | 5.2135 | 1.7642 | 0.86613 | 0 | 1.4449 | 1.0113 | 0 | 0.52599
2018-01-27 | 6 | 22 | Winter: Off-Peak |  | 18 | heating | 0.55146 | 0.93973 | 0.98855 | 0.51229 | 2.905 | 5.0777 | 1.7642 | 0.84357 | 0 | 1.2427 | 1.0113 | 0 | 0.51229
2018-01-27 | 6 | 23 | Winter: Off-Peak |  | 16 | heating | 0.57285 | 0.93552 | 0.98855 | 0.52978 | 2.8179 | 5.0937 | 1.6318 | 0.91489 | 0 | 1.0298 | 1.0113 | 0 | 0.52978
2018-01-28 | 7 | 0 | Winter: Off-Peak |  | 14 | heating | 0.59425 | 0.96098 | 0.93761 | 0.53543 | 2.7335 | 4.9938 | 1.5011 | 0.97503 | 0 | 0.90669 | 1.0096 | 0 | 0.53543
2018-01-28 | 7 | 1 | Winter: Off-Peak |  | 12 | heating | 0.61564 | 0.99129 | 0.93761 | 0.5722 | 2.6647 | 5.2023 | 1.376 | 1.108 | 0 | 0.81803 | 1.0096 | 0 | 0.5722
2018-01-28 | 7 | 2 | Winter: Off-Peak |  | 12 | heating | 0.61564 | 1.0126 | 0.93761 | 0.58453 | 2.6647 | 5.3144 | 1.376 | 1.1319 | 0 | 0.74508 | 1.0096 | 0 | 0.58453
2018-01-28 | 7 | 3 | Winter: Off-Peak |  | 10 | heating | 0.63703 | 1.0289 | 0.93761 | 0.61453 | 2.5948 | 5.4408 | 1.2546 | 1.271 | 0 | 0.69159 | 1.0096 | 0 | 0.61453
2018-01-28 | 7 | 4 | Winter: Off-Peak |  | 12 | heating | 0.61564 | 1.0654 | 0.93761 | 0.615 | 2.6647 | 5.5915 | 1.376 | 1.1909 | 0 | 0.64739 | 1.0096 | 0 | 0.615
2018-01-28 | 7 | 5 | Winter: Off-Peak |  | 10 | heating | 0.63703 | 1.1031 | 0.93761 | 0.65887 | 2.5948 | 5.8333 | 1.2546 | 1.3627 | 0 | 0.7214 | 1.0096 | 0 | 0.65887
2018-01-28 | 7 | 6 | Winter: Off-Peak |  | 12 | heating | 0.61564 | 1.1674 | 0.93761 | 0.67387 | 2.6647 | 6.1266 | 1.376 | 1.3049 | 0 | 0.87787 | 1.0096 | 0 | 0.67387
2018-01-28 | 7 | 7 | Winter: Off-Peak |  | 12 | heating | 0.61564 | 1.1567 | 0.93761 | 0.66769 | 2.6647 | 6.0705 | 1.376 | 1.293 | 0 | 0.97331 | 1.0096 | 0 | 0.66769
2018-01-28 | 7 | 8 | Winter: Off-Peak |  | 14 | heating | 0.59425 | 1.0887 | 0.93761 | 0.60661 | 2.7335 | 5.6577 | 1.5011 | 1.1047 | 0 | 0.9494 | 1.0096 | 0 | 0.60661
2018-01-28 | 7 | 9 | Winter: Off-Peak |  | 16 | heating | 0.57285 | 1.0265 | 0.93761 | 0.55135 | 2.8179 | 5.3011 | 1.6318 | 0.95215 | 0 | 0.84085 | 1.0096 | 0 | 0.55135
2018-01-28 | 7 | 10 | Winter: Off-Peak |  | 19 | heating | 0.54077 | 0.99414 | 0.93761 | 0.50405 | 2.9438 | 5.0628 | 1.829 | 0.81129 | 0 | 0.74504 | 1.0096 | 0 | 0.50405
2018-01-28 | 7 | 11 | Winter: Off-Peak |  | 21 | heating | 0.51937 | 0.95102 | 0.93761 | 0.46312 | 3.0223 | 4.7757 | 1.9597 | 0.71423 | 0 | 0.72851 | 1.0096 | 0 | 0.46312
2018-01-28 | 7 | 12 | Winter: Off-Peak |  | 27 | heating | 0.4552 | 0.92818 | 0.93761 | 0.39614 | 3.1144 | 4.2095 | 2.2875 | 0.53933 | 0 | 0.75911 | 1.0096 | 0 | 0.39614
2018-01-28 | 7 | 13 | Winter: Off-Peak |  | 27 | heating | 0.4552 | 0.91574 | 0.93761 | 0.39084 | 3.1144 | 4.1531 | 2.2875 | 0.53211 | 0 | 0.79116 | 1.0096 | 0 | 0.39084
2018-01-28 | 7 | 14 | Winter: Off-Peak |  | 28 | heating | 0.4445 | 0.92047 | 0.93761 | 0.38363 | 3.0942 | 4.0501 | 2.2833 | 0.51987 | 0 | 0.84356 | 1.0096 | 0 | 0.38363
2018-01-28 | 7 | 15 | Winter: Off-Peak |  | 28 | heating | 0.4445 | 0.92938 | 0.93761 | 0.38734 | 3.0942 | 4.0892 | 2.2833 | 0.52489 | 0 | 0.96593 | 1.0096 | 0 | 0.38734
2018-01-28 | 7 | 16 | Winter: Off-Peak |  | 28 | heating | 0.4445 | 0.95821 | 0.93761 | 0.39935 | 3.0942 | 4.2161 | 2.2833 | 0.54118 | 0 | 1.1649 | 1.0096 | 0 | 0.39935
2018-01-28 | 7 | 17 | Winter: Off-Peak |  | 27 | heating | 0.4552 | 1.0003 | 0.93761 | 0.42694 | 3.1144 | 4.5367 | 2.2875 | 0.58126 | 0 | 1.3522 | 1.0096 | 0 | 0.42694
2018-01-28 | 7 | 18 | Winter: Off-Peak |  | 25 | heating | 0.47659 | 0.99263 | 0.93761 | 0.44356 | 3.0939 | 4.6825 | 2.1844 | 0.62826 | 0 | 1.5599 | 1.0096 | 0 | 0.44356
2018-01-28 | 7 | 19 | Winter: Off-Peak |  | 23 | heating | 0.49798 | 0.98729 | 0.93761 | 0.46098 | 3.0593 | 4.8118 | 2.0731 | 0.68025 | 0 | 1.6764 | 1.0096 | 0 | 0.46098
2018-01-28 | 7 | 20 | Winter: Off-Peak |  | 23 | heating | 0.49798 | 0.98078 | 0.93761 | 0.45794 | 3.0593 | 4.7801 | 2.0731 | 0.67577 | 0 | 1.5244 | 1.0096 | 0 | 0.45794
2018-01-28 | 7 | 21 | Winter: Off-Peak |  | 23 | heating | 0.49798 | 0.96486 | 0.93761 | 0.4505 | 3.0593 | 4.7025 | 2.0731 | 0.6648 | 0 | 1.4449 | 1.0096 | 0 | 0.4505
2018-01-28 | 7 | 22 | Winter: Off-Peak |  | 23 | heating | 0.49798 | 0.93973 | 0.93761 | 0.43877 | 3.0593 | 4.58 | 2.0731 | 0.64748 | 0 | 1.2427 | 1.0096 | 0 | 0.43877
2018-01-28 | 7 | 23 | Winter: Off-Peak |  | 21 | heating | 0.51937 | 0.93552 | 0.93761 | 0.45557 | 3.0223 | 4.6978 | 1.9597 | 0.70259 | 0 | 1.0298 | 1.0096 | 0 | 0.45557
2018-01-29 | 1 | 0 | Winter: Off-Peak |  | 23 | heating | 0.49798 | 0.96098 | 1.0177 | 0.48703 | 3.0593 | 5.0838 | 2.0731 | 0.7187 | 0 | 0.90669 | 0.9441 | 0 | 0.48703
2018-01-29 | 1 | 1 | Winter: Off-Peak |  | 23 | heating | 0.49798 | 0.99129 | 1.0177 | 0.50239 | 3.0593 | 5.2441 | 2.0731 | 0.74137 | 0 | 0.81803 | 0.9441 | 0 | 0.50239
2018-01-29 | 1 | 2 | Winter: Off-Peak |  | 21 | heating | 0.51937 | 1.0126 | 1.0177 | 0.53526 | 3.0223 | 5.5197 | 1.9597 | 0.8255 | 0 | 0.74508 | 0.9441 | 0 | 0.53526
2018-01-29 | 1 | 3 | Winter: Off-Peak |  | 23 | heating | 0.49798 | 1.0289 | 1.0177 | 0.52145 | 3.0593 | 5.443 | 2.0731 | 0.76949 | 0 | 0.69159 | 0.9441 | 0 | 0.52145
2018-01-29 | 1 | 4 | Winter: Off-Peak |  | 21 | heating | 0.51937 | 1.0654 | 1.0177 | 0.56317 | 3.0223 | 5.8074 | 1.9597 | 0.86853 | 0 | 0.64739 | 0.9441 | 0 | 0.56317
2018-01-29 | 1 | 5 | Winter: Off-Peak |  | 21 | heating | 0.51937 | 1.1031 | 1.0177 | 0.58309 | 3.0223 | 6.0128 | 1.9597 | 0.89925 | 0 | 0.7214 | 0.9441 | 0 | 0.58309
2018-01-29 | 1 | 6 | Winter: Off-Peak |  | 21 | heating | 0.51937 | 1.1674 | 1.0177 | 0.61708 | 3.0223 | 6.3633 | 1.9597 | 0.95167 | 0 | 0.87787 | 0.9441 | 0 | 0.61708
2018-01-29 | 1 | 7 | Winter: On-Peak |  | 21 | heating | 0.51937 | 1.1567 | 1.0177 | 0.61142 | 3.0223 | 6.305 | 1.9597 | 0.94295 | 0 | 0.97331 | 0.9441 | 0 | 0.61142
2018-01-29 | 1 | 8 | Winter: On-Peak |  | 21 | heating | 0.51937 | 1.0887 | 1.0177 | 0.57549 | 3.0223 | 5.9344 | 1.9597 | 0.88753 | 0 | 0.9494 | 0.9441 | 0 | 0.57549
2018-01-29 | 1 | 9 | Winter: On-Peak |  | 25 | heating | 0.47659 | 1.0265 | 1.0177 | 0.4979 | 3.0939 | 5.2561 | 2.1844 | 0.70522 | 0 | 0.84085 | 0.9441 | 0 | 0.4979
2018-01-29 | 1 | 10 | Winter: On-Peak |  | 27 | heating | 0.4552 | 0.99414 | 1.0177 | 0.46055 | 3.1144 | 4.8939 | 2.2875 | 0.62702 | 0 | 0.74504 | 0.9441 | 0 | 0.46055
2018-01-29 | 1 | 11 | Winter: On-Peak |  | 28 | heating | 0.4445 | 0.95102 | 1.0177 | 0.43023 | 3.0942 | 4.542 | 2.2833 | 0.58301 | 0 | 0.72851 | 0.9441 | 0 | 0.43023
2018-01-29 | 1 | 12 | Winter: On-Peak |  | 28 | heating | 0.4445 | 0.92818 | 1.0177 | 0.41989 | 3.0942 | 4.4329 | 2.2833 | 0.56901 | 0 | 0.75911 | 0.9441 | 0 | 0.41989
2018-01-29 | 1 | 13 | Winter: On-Peak |  | 28 | heating | 0.4445 | 0.91574 | 1.0177 | 0.41426 | 3.0942 | 4.3735 | 2.2833 | 0.56138 | 0 | 0.79116 | 0.9441 | 0 | 0.41426
2018-01-29 | 1 | 14 | Winter: On-Peak |  | 28 | heating | 0.4445 | 0.92047 | 1.0177 | 0.41641 | 3.0942 | 4.3961 | 2.2833 | 0.56429 | 0 | 0.84356 | 0.9441 | 0 | 0.41641
2018-01-29 | 1 | 15 | Winter: On-Peak |  | 30 | heating | 0.42311 | 0.92938 | 1.0177 | 0.4002 | 3.0748 | 4.1985 | 2.334 | 0.52722 | 0 | 0.96593 | 0.9441 | 0 | 0.4002
2018-01-29 | 1 | 16 | Winter: On-Peak |  | 28 | heating | 0.4445 | 0.95821 | 1.0177 | 0.43348 | 3.0942 | 4.5764 | 2.2833 | 0.58742 | 0 | 1.1649 | 0.9441 | 0 | 0.43348
2018-01-29 | 1 | 17 | Winter: On-Peak | Winter | 28 | heating | 0.4445 | 1.0003 | 1.0177 | 0.45253 | 3.0942 | 4.7775 | 2.2833 | 0.61324 | 0 | 1.3522 | 0.9441 | 0 | 0.45253
2018-01-29 | 1 | 18 | Winter: On-Peak | Winter | 25 | heating | 0.47659 | 0.99263 | 1.0177 | 0.48147 | 3.0939 | 5.0826 | 2.1844 | 0.68195 | 0 | 1.5599 | 0.9441 | 0 | 0.48147
2018-01-29 | 1 | 19 | Winter: On-Peak |  | 25 | heating | 0.47659 | 0.98729 | 1.0177 | 0.47887 | 3.0939 | 5.0552 | 2.1844 | 0.67827 | 0 | 1.6764 | 0.9441 | 0 | 0.47887
2018-01-29 | 1 | 20 | Winter: On-Peak |  | 21 | heating | 0.51937 | 0.98078 | 1.0177 | 0.51842 | 3.0223 | 5.346 | 1.9597 | 0.79952 | 0 | 1.5244 | 0.9441 | 0 | 0.51842
2018-01-29 | 1 | 21 | Winter: On-Peak |  | 19 | heating | 0.54077 | 0.96486 | 1.0177 | 0.53101 | 2.9438 | 5.3336 | 1.829 | 0.85468 | 0 | 1.4449 | 0.9441 | 0 | 0.53101
2018-01-29 | 1 | 22 | Winter: On-Peak |  | 21 | heating | 0.51937 | 0.93973 | 1.0177 | 0.49672 | 3.0223 | 5.1222 | 1.9597 | 0.76605 | 0 | 1.2427 | 0.9441 | 0 | 0.49672
2018-01-29 | 1 | 23 | Winter: Off-Peak |  | 21 | heating | 0.51937 | 0.93552 | 1.0177 | 0.4945 | 3.0223 | 5.0993 | 1.9597 | 0.76262 | 0 | 1.0298 | 0.9441 | 0 | 0.4945
2018-01-30 | 2 | 0 | Winter: Off-Peak |  | 19 | heating | 0.54077 | 0.96098 | 1.02 | 0.53004 | 2.9438 | 5.3238 | 1.829 | 0.85312 | 0 | 0.90669 | 0.83669 | 0 | 0.53004
2018-01-30 | 2 | 1 | Winter: Off-Peak |  | 19 | heating | 0.54077 | 0.99129 | 1.02 | 0.54676 | 2.9438 | 5.4917 | 1.829 | 0.88002 | 0 | 0.81803 | 0.83669 | 0 | 0.54676
2018-01-30 | 2 | 2 | Winter: Off-Peak |  | 19 | heating | 0.54077 | 1.0126 | 1.02 | 0.55854 | 2.9438 | 5.6101 | 1.829 | 0.89898 | 0 | 0.74508 | 0.83669 | 0 | 0.55854
2018-01-30 | 2 | 3 | Winter: Off-Peak |  | 18 | heating | 0.55146 | 1.0289 | 1.02 | 0.57872 | 2.905 | 5.7362 | 1.7642 | 0.95295 | 0 | 0.69159 | 0.83669 | 0 | 0.57872
2018-01-30 | 2 | 4 | Winter: Off-Peak |  | 18 | heating | 0.55146 | 1.0654 | 1.02 | 0.59928 | 2.905 | 5.94 | 1.7642 | 0.98682 | 0 | 0.64739 | 0.83669 | 0 | 0.59928
2018-01-30 | 2 | 5 | Winter: Off-Peak |  | 18 | heating | 0.55146 | 1.1031 | 1.02 | 0.62047 | 2.905 | 6.15 | 1.7642 | 1.0217 | 0 | 0.7214 | 0.83669 | 0 | 0.62047
2018-01-30 | 2 | 6 | Winter: Off-Peak |  | 18 | heating | 0.55146 | 1.1674 | 1.02 | 0.65664 | 2.905 | 6.5085 | 1.7642 | 1.0813 | 0 | 0.87787 | 0.83669 | 0 | 0.65664
2018-01-30 | 2 | 7 | Winter: On-Peak |  | 16 | heating | 0.57285 | 1.1567 | 1.02 | 0.67586 | 2.8179 | 6.4983 | 1.6318 | 1.1672 | 0 | 0.97331 | 0.83669 | 0 | 0.67586
2018-01-30 | 2 | 8 | Winter: On-Peak |  | 16 | heating | 0.57285 | 1.0887 | 1.02 | 0.63614 | 2.8179 | 6.1163 | 1.6318 | 1.0986 | 0 | 0.9494 | 0.83669 | 0 | 0.63614
2018-01-30 | 2 | 9 | Winter: On-Peak |  | 18 | heating | 0.55146 | 1.0265 | 1.02 | 0.57739 | 2.905 | 5.723 | 1.7642 | 0.95076 | 0 | 0.84085 | 0.83669 | 0 | 0.57739
2018-01-30 | 2 | 10 | Winter: On-Peak |  | 19 | heating | 0.54077 | 0.99414 | 1.02 | 0.54833 | 2.9438 | 5.5075 | 1.829 | 0.88255 | 0 | 0.74504 | 0.83669 | 0 | 0.54833
2018-01-30 | 2 | 11 | Winter: On-Peak |  | 19 | heating | 0.54077 | 0.95102 | 1.02 | 0.52455 | 2.9438 | 5.2687 | 1.829 | 0.84428 | 0 | 0.72851 | 0.83669 | 0 | 0.52455
2018-01-30 | 2 | 12 | Winter: On-Peak |  | 19 | heating | 0.54077 | 0.92818 | 1.02 | 0.51195 | 2.9438 | 5.1421 | 1.829 | 0.824 | 0 | 0.75911 | 0.83669 | 0 | 0.51195
2018-01-30 | 2 | 13 | Winter: On-Peak |  | 21 | heating | 0.51937 | 0.91574 | 1.02 | 0.48511 | 3.0223 | 5.0024 | 1.9597 | 0.74814 | 0 | 0.79116 | 0.83669 | 0 | 0.48511
2018-01-30 | 2 | 14 | Winter: On-Peak |  | 23 | heating | 0.49798 | 0.92047 | 1.02 | 0.46753 | 3.0593 | 4.8802 | 2.0731 | 0.68993 | 0 | 0.84356 | 0.83669 | 0 | 0.46753
2018-01-30 | 2 | 15 | Winter: On-Peak |  | 25 | heating | 0.47659 | 0.92938 | 1.02 | 0.45178 | 3.0939 | 4.7692 | 2.1844 | 0.63989 | 0 | 0.96593 | 0.83669 | 0 | 0.45178
2018-01-30 | 2 | 16 | Winter: On-Peak |  | 25 | heating | 0.47659 | 0.95821 | 1.02 | 0.46579 | 3.0939 | 4.9171 | 2.1844 | 0.65974 | 0 | 1.1649 | 0.83669 | 0 | 0.46579
2018-01-30 | 2 | 17 | Winter: On-Peak | Winter | 21 | heating | 0.51937 | 1.0003 | 1.02 | 0.52992 | 3.0223 | 5.4645 | 1.9597 | 0.81725 | 0 | 1.3522 | 0.83669 | 0 | 0.52992
2018-01-30 | 2 | 18 | Winter: On-Peak | Winter | 18 | heating | 0.55146 | 0.99263 | 1.02 | 0.55833 | 2.905 | 5.5341 | 1.7642 | 0.91938 | 0 | 1.5599 | 0.83669 | 0 | 0.55833
2018-01-30 | 2 | 19 | Winter: On-Peak |  | 18 | heating | 0.55146 | 0.98729 | 1.02 | 0.55532 | 2.905 | 5.5043 | 1.7642 | 0.91443 | 0 | 1.6764 | 0.83669 | 0 | 0.55532
2018-01-30 | 2 | 20 | Winter: On-Peak |  | 14 | heating | 0.59425 | 0.98078 | 1.02 | 0.59446 | 2.7335 | 5.5444 | 1.5011 | 1.0825 | 0 | 1.5244 | 0.83669 | 0 | 0.59446
2018-01-30 | 2 | 21 | Winter: On-Peak |  | 19 | heating | 0.54077 | 0.96486 | 1.02 | 0.53218 | 2.9438 | 5.3453 | 1.829 | 0.85656 | 0 | 1.4449 | 0.83669 | 0 | 0.53218
2018-01-30 | 2 | 22 | Winter: On-Peak |  | 18 | heating | 0.55146 | 0.93973 | 1.02 | 0.52857 | 2.905 | 5.2391 | 1.7642 | 0.87038 | 0 | 1.2427 | 0.83669 | 0 | 0.52857
2018-01-30 | 2 | 23 | Winter: Off-Peak |  | 16 | heating | 0.57285 | 0.93552 | 1.02 | 0.54662 | 2.8179 | 5.2556 | 1.6318 | 0.94397 | 0 | 1.0298 | 0.83669 | 0 | 0.54662
2018-01-31 | 3 | 0 | Winter: Off-Peak |  | 16 | heating | 0.57285 | 0.96098 | 1.0263 | 0.56498 | 2.8179 | 5.4322 | 1.6318 | 0.97568 | 0 | 0.90669 | 0.94211 | 0 | 0.56498
2018-01-31 | 3 | 1 | Winter: Off-Peak |  | 16 | heating | 0.57285 | 0.99129 | 1.0263 | 0.5828 | 2.8179 | 5.6035 | 1.6318 | 1.0065 | 0 | 0.81803 | 0.94211 | 0 | 0.5828
2018-01-31 | 3 | 2 | Winter: Off-Peak |  | 12 | heating | 0.61564 | 1.0126 | 1.0263 | 0.63982 | 2.6647 | 5.8171 | 1.376 | 1.239 | 0 | 0.74508 | 0.94211 | 0 | 0.63982
2018-01-31 | 3 | 3 | Winter: Off-Peak |  | 12 | heating | 0.61564 | 1.0289 | 1.0263 | 0.65008 | 2.6647 | 5.9104 | 1.376 | 1.2589 | 0 | 0.69159 | 0.94211 | 0 | 0.65008
2018-01-31 | 3 | 4 | Winter: Off-Peak |  | 9 | heating | 0.64773 | 1.0654 | 1.0263 | 0.70826 | 2.5577 | 6.181 | 1.1953 | 1.5156 | 0 | 0.64739 | 0.94211 | 0 | 0.70826
2018-01-31 | 3 | 5 | Winter: Off-Peak |  | 7 | heating | 0.66912 | 1.1031 | 1.0263 | 0.75753 | 2.48 | 6.4101 | 1.1216 | 1.675 | 0 | 0.7214 | 0.94211 | 0 | 0.75753
2018-01-31 | 3 | 6 | Winter: Off-Peak |  | 7 | heating | 0.66912 | 1.1674 | 1.0263 | 0.80169 | 2.48 | 6.7838 | 1.1216 | 1.7726 | 0 | 0.87787 | 0.94211 | 0 | 0.80169
2018-01-31 | 3 | 7 | Winter: On-Peak |  | 1 | heating | 0.73329 | 1.1567 | 1.0263 | 0.87053 | 2.2891 | 6.799 | #N/A | 0 | 0 | 0.97331 | 0.94211 | 0 | 0.87053
2018-01-31 | 3 | 8 | Winter: On-Peak |  | 3 | heating | 0.7119 | 1.0887 | 1.0263 | 0.79546 | 2.2496 | 6.1057 | #N/A | 0 | 0 | 0.9494 | 0.94211 | 0 | 0.79546
2018-01-31 | 3 | 9 | Winter: On-Peak |  | 3 | heating | 0.7119 | 1.0265 | 1.0263 | 0.75 | 2.2496 | 5.7568 | #N/A | 0 | 0 | 0.84085 | 0.94211 | 0 | 0.75
2018-01-31 | 3 | 10 | Winter: On-Peak |  | 7 | heating | 0.66912 | 0.99414 | 1.0263 | 0.68269 | 2.48 | 5.7768 | 1.1216 | 1.5095 | 0 | 0.74504 | 0.94211 | 0 | 0.68269
2018-01-31 | 3 | 11 | Winter: On-Peak |  | 9 | heating | 0.64773 | 0.95102 | 1.0263 | 0.6322 | 2.5577 | 5.5172 | 1.1953 | 1.3528 | 0 | 0.72851 | 0.94211 | 0 | 0.6322
2018-01-31 | 3 | 12 | Winter: On-Peak |  | 10 | heating | 0.63703 | 0.92818 | 1.0263 | 0.60683 | 2.5948 | 5.3726 | 1.2546 | 1.255 | 0 | 0.75911 | 0.94211 | 0 | 0.60683
2018-01-31 | 3 | 13 | Winter: On-Peak |  | 10 | heating | 0.63703 | 0.91574 | 1.0263 | 0.5987 | 2.5948 | 5.3006 | 1.2546 | 1.2382 | 0 | 0.79116 | 0.94211 | 0 | 0.5987
2018-01-31 | 3 | 14 | Winter: On-Peak |  | 12 | heating | 0.61564 | 0.92047 | 1.0263 | 0.58158 | 2.6647 | 5.2876 | 1.376 | 1.1262 | 0 | 0.84356 | 0.94211 | 0 | 0.58158
2018-01-31 | 3 | 15 | Winter: On-Peak |  | 12 | heating | 0.61564 | 0.92938 | 1.0263 | 0.58721 | 2.6647 | 5.3388 | 1.376 | 1.1371 | 0 | 0.96593 | 0.94211 | 0 | 0.58721
2018-01-31 | 3 | 16 | Winter: On-Peak |  | 12 | heating | 0.61564 | 0.95821 | 1.0263 | 0.60543 | 2.6647 | 5.5044 | 1.376 | 1.1724 | 0 | 1.1649 | 0.94211 | 0 | 0.60543
2018-01-31 | 3 | 17 | Winter: On-Peak | Winter | 10 | heating | 0.63703 | 1.0003 | 1.0263 | 0.654 | 2.5948 | 5.7902 | 1.2546 | 1.3526 | 0 | 1.3522 | 0.94211 | 0 | 0.654
2018-01-31 | 3 | 18 | Winter: On-Peak | Winter | 9 | heating | 0.64773 | 0.99263 | 1.0263 | 0.65987 | 2.5577 | 5.7587 | 1.1953 | 1.412 | 0 | 1.5599 | 0.94211 | 0 | 0.65987
2018-01-31 | 3 | 19 | Winter: On-Peak |  | 7 | heating | 0.66912 | 0.98729 | 1.0263 | 0.67799 | 2.48 | 5.737 | 1.1216 | 1.4991 | 0 | 1.6764 | 0.94211 | 0 | 0.67799
2018-01-31 | 3 | 20 | Winter: On-Peak |  | 3 | heating | 0.7119 | 0.98078 | 1.0263 | 0.71659 | 2.2496 | 5.5003 | #N/A | 0 | 0 | 1.5244 | 0.94211 | 0 | 0.71659
2018-01-31 | 3 | 21 | Winter: On-Peak |  | 3 | heating | 0.7119 | 0.96486 | 1.0263 | 0.70495 | 2.2496 | 5.411 | #N/A | 0 | 0 | 1.4449 | 0.94211 | 0 | 0.70495
2018-01-31 | 3 | 22 | Winter: On-Peak |  | 3 | heating | 0.7119 | 0.93973 | 1.0263 | 0.68659 | 2.2496 | 5.27 | #N/A | 0 | 0 | 1.2427 | 0.94211 | 0 | 0.68659
2018-01-31 | 3 | 23 | Winter: Off-Peak |  | 5 | heating | 0.69051 | 0.93552 | 1.0263 | 0.66298 | 2.3844 | 5.3936 | 1.0472 | 1.5095 | 0 | 1.0298 | 0.94211 | 0 | 0.66298
2018-02-01 | 4 | 0 | Winter: Off-Peak |  | 5 | heating | 0.69051 | 0.96098 | 1.002 | 0.66492 | 2.3844 | 5.4094 | 1.0472 | 1.514 | 0 | 0.90669 | 1.0706 | 0 | 0.66492
2018-02-01 | 4 | 1 | Winter: Off-Peak |  | 5 | heating | 0.69051 | 0.99129 | 1.002 | 0.68589 | 2.3844 | 5.58 | 1.0472 | 1.5617 | 0 | 0.81803 | 1.0706 | 0 | 0.68589
2018-02-01 | 4 | 2 | Winter: Off-Peak |  | 5 | heating | 0.69051 | 1.0126 | 1.002 | 0.70067 | 2.3844 | 5.7002 | 1.0472 | 1.5953 | 0 | 0.74508 | 1.0706 | 0 | 0.70067
2018-02-01 | 4 | 3 | Winter: Off-Peak |  | 3 | heating | 0.7119 | 1.0289 | 1.002 | 0.73396 | 2.2496 | 5.6336 | #N/A | 0 | 0 | 0.69159 | 1.0706 | 0 | 0.73396
2018-02-01 | 4 | 4 | Winter: Off-Peak |  | 5 | heating | 0.69051 | 1.0654 | 1.002 | 0.7372 | 2.3844 | 5.9974 | 1.0472 | 1.6785 | 0 | 0.64739 | 1.0706 | 0 | 0.7372
2018-02-01 | 4 | 5 | Winter: Off-Peak |  | 7 | heating | 0.66912 | 1.1031 | 1.002 | 0.73962 | 2.48 | 6.2586 | 1.1216 | 1.6354 | 0 | 0.7214 | 1.0706 | 0 | 0.73962
2018-02-01 | 4 | 6 | Winter: Off-Peak |  | 7 | heating | 0.66912 | 1.1674 | 1.002 | 0.78274 | 2.48 | 6.6234 | 1.1216 | 1.7307 | 0 | 0.87787 | 1.0706 | 0 | 0.78274
2018-02-01 | 4 | 7 | Winter: On-Peak |  | 7 | heating | 0.66912 | 1.1567 | 1.002 | 0.77557 | 2.48 | 6.5627 | 1.1216 | 1.7149 | 0 | 0.97331 | 1.0706 | 0 | 0.77557
2018-02-01 | 4 | 8 | Winter: On-Peak |  | 7 | heating | 0.66912 | 1.0887 | 1.002 | 0.72998 | 2.48 | 6.177 | 1.1216 | 1.6141 | 0 | 0.9494 | 1.0706 | 0 | 0.72998
2018-02-01 | 4 | 9 | Winter: On-Peak |  | 7 | heating | 0.66912 | 1.0265 | 1.002 | 0.68826 | 2.48 | 5.824 | 1.1216 | 1.5218 | 0 | 0.84085 | 1.0706 | 0 | 0.68826
2018-02-01 | 4 | 10 | Winter: On-Peak |  | 9 | heating | 0.64773 | 0.99414 | 1.002 | 0.64524 | 2.5577 | 5.6311 | 1.1953 | 1.3807 | 0 | 0.74504 | 1.0706 | 0 | 0.64524
2018-02-01 | 4 | 11 | Winter: On-Peak |  | 10 | heating | 0.63703 | 0.95102 | 1.002 | 0.60707 | 2.5948 | 5.3747 | 1.2546 | 1.2555 | 0 | 0.72851 | 1.0706 | 0 | 0.60707
2018-02-01 | 4 | 12 | Winter: On-Peak |  | 12 | heating | 0.61564 | 0.92818 | 1.002 | 0.57259 | 2.6647 | 5.2059 | 1.376 | 1.1088 | 0 | 0.75911 | 1.0706 | 0 | 0.57259
2018-02-01 | 4 | 13 | Winter: On-Peak |  | 12 | heating | 0.61564 | 0.91574 | 1.002 | 0.56492 | 2.6647 | 5.1361 | 1.376 | 1.0939 | 0 | 0.79116 | 1.0706 | 0 | 0.56492
2018-02-01 | 4 | 14 | Winter: On-Peak |  | 12 | heating | 0.61564 | 0.92047 | 1.002 | 0.56784 | 2.6647 | 5.1627 | 1.376 | 1.0996 | 0 | 0.84356 | 1.0706 | 0 | 0.56784
2018-02-01 | 4 | 15 | Winter: On-Peak |  | 12 | heating | 0.61564 | 0.92938 | 1.002 | 0.57333 | 2.6647 | 5.2126 | 1.376 | 1.1102 | 0 | 0.96593 | 1.0706 | 0 | 0.57333
2018-02-01 | 4 | 16 | Winter: On-Peak |  | 12 | heating | 0.61564 | 0.95821 | 1.002 | 0.59112 | 2.6647 | 5.3743 | 1.376 | 1.1447 | 0 | 1.1649 | 1.0706 | 0 | 0.59112
2018-02-01 | 4 | 17 | Winter: On-Peak |  | 12 | heating | 0.61564 | 1.0003 | 1.002 | 0.6171 | 2.6647 | 5.6105 | 1.376 | 1.195 | 0 | 1.3522 | 1.0706 | 0 | 0.6171
2018-02-01 | 4 | 18 | Winter: On-Peak |  | 12 | heating | 0.61564 | 0.99263 | 1.002 | 0.61235 | 2.6647 | 5.5674 | 1.376 | 1.1858 | 0 | 1.5599 | 1.0706 | 0 | 0.61235
2018-02-01 | 4 | 19 | Winter: On-Peak |  | 12 | heating | 0.61564 | 0.98729 | 1.002 | 0.60905 | 2.6647 | 5.5374 | 1.376 | 1.1794 | 0 | 1.6764 | 1.0706 | 0 | 0.60905
2018-02-01 | 4 | 20 | Winter: On-Peak |  | 12 | heating | 0.61564 | 0.98078 | 1.002 | 0.60504 | 2.6647 | 5.5009 | 1.376 | 1.1716 | 0 | 1.5244 | 1.0706 | 0 | 0.60504
2018-02-01 | 4 | 21 | Winter: On-Peak |  | 12 | heating | 0.61564 | 0.96486 | 1.002 | 0.59522 | 2.6647 | 5.4116 | 1.376 | 1.1526 | 0 | 1.4449 | 1.0706 | 0 | 0.59522
2018-02-01 | 4 | 22 | Winter: On-Peak |  | 10 | heating | 0.63703 | 0.93973 | 1.002 | 0.59986 | 2.5948 | 5.3108 | 1.2546 | 1.2406 | 0 | 1.2427 | 1.0706 | 0 | 0.59986
2018-02-01 | 4 | 23 | Winter: Off-Peak |  | 10 | heating | 0.63703 | 0.93552 | 1.002 | 0.59717 | 2.5948 | 5.2871 | 1.2546 | 1.2351 | 0 | 1.0298 | 1.0706 | 0 | 0.59717
2018-02-02 | 5 | 0 | Winter: Off-Peak |  | 10 | heating | 0.63703 | 0.96098 | 1.0078 | 0.61695 | 2.5948 | 5.4622 | 1.2546 | 1.2759 | 0 | 0.90669 | 1.1856 | 0 | 0.61695
2018-02-02 | 5 | 1 | Winter: Off-Peak |  | 10 | heating | 0.63703 | 0.99129 | 1.0078 | 0.63641 | 2.5948 | 5.6344 | 1.2546 | 1.3162 | 0 | 0.81803 | 1.1856 | 0 | 0.63641
2018-02-02 | 5 | 2 | Winter: Off-Peak |  | 10 | heating | 0.63703 | 1.0126 | 1.0078 | 0.65012 | 2.5948 | 5.7558 | 1.2546 | 1.3445 | 0 | 0.74508 | 1.1856 | 0 | 0.65012
2018-02-02 | 5 | 3 | Winter: Off-Peak |  | 10 | heating | 0.63703 | 1.0289 | 1.0078 | 0.66054 | 2.5948 | 5.8481 | 1.2546 | 1.3661 | 0 | 0.69159 | 1.1856 | 0 | 0.66054
2018-02-02 | 5 | 4 | Winter: Off-Peak |  | 14 | heating | 0.59425 | 1.0654 | 1.0078 | 0.63807 | 2.7335 | 5.9512 | 1.5011 | 1.1619 | 0 | 0.64739 | 1.1856 | 0 | 0.63807
2018-02-02 | 5 | 5 | Winter: Off-Peak |  | 18 | heating | 0.55146 | 1.1031 | 1.0078 | 0.61307 | 2.905 | 6.0767 | 1.7642 | 1.0095 | 0 | 0.7214 | 1.1856 | 0 | 0.61307
2018-02-02 | 5 | 6 | Winter: Off-Peak |  | 18 | heating | 0.55146 | 1.1674 | 1.0078 | 0.64881 | 2.905 | 6.4309 | 1.7642 | 1.0684 | 0 | 0.87787 | 1.1856 | 0 | 0.64881
2018-02-02 | 5 | 7 | Winter: On-Peak |  | 18 | heating | 0.55146 | 1.1567 | 1.0078 | 0.64287 | 2.905 | 6.372 | 1.7642 | 1.0586 | 0 | 0.97331 | 1.1856 | 0 | 0.64287
2018-02-02 | 5 | 8 | Winter: On-Peak |  | 18 | heating | 0.55146 | 1.0887 | 1.0078 | 0.60508 | 2.905 | 5.9975 | 1.7642 | 0.99637 | 0 | 0.9494 | 1.1856 | 0 | 0.60508
2018-02-02 | 5 | 9 | Winter: On-Peak |  | 18 | heating | 0.55146 | 1.0265 | 1.0078 | 0.5705 | 2.905 | 5.6547 | 1.7642 | 0.93943 | 0 | 0.84085 | 1.1856 | 0 | 0.5705
2018-02-02 | 5 | 10 | Winter: On-Peak |  | 19 | heating | 0.54077 | 0.99414 | 1.0078 | 0.54179 | 2.9438 | 5.4418 | 1.829 | 0.87203 | 0 | 0.74504 | 1.1856 | 0 | 0.54179
2018-02-02 | 5 | 11 | Winter: On-Peak |  | 19 | heating | 0.54077 | 0.95102 | 1.0078 | 0.51829 | 2.9438 | 5.2058 | 1.829 | 0.83421 | 0 | 0.72851 | 1.1856 | 0 | 0.51829
2018-02-02 | 5 | 12 | Winter: On-Peak |  | 21 | heating | 0.51937 | 0.92818 | 1.0078 | 0.48583 | 3.0223 | 5.0099 | 1.9597 | 0.74926 | 0 | 0.75911 | 1.1856 | 0 | 0.48583
2018-02-02 | 5 | 13 | Winter: On-Peak |  | 21 | heating | 0.51937 | 0.91574 | 1.0078 | 0.47932 | 3.0223 | 4.9428 | 1.9597 | 0.73922 | 0 | 0.79116 | 1.1856 | 0 | 0.47932
2018-02-02 | 5 | 14 | Winter: On-Peak |  | 21 | heating | 0.51937 | 0.92047 | 1.0078 | 0.4818 | 3.0223 | 4.9683 | 1.9597 | 0.74304 | 0 | 0.84356 | 1.1856 | 0 | 0.4818
2018-02-02 | 5 | 15 | Winter: On-Peak |  | 21 | heating | 0.51937 | 0.92938 | 1.0078 | 0.48646 | 3.0223 | 5.0164 | 1.9597 | 0.75023 | 0 | 0.96593 | 1.1856 | 0 | 0.48646
2018-02-02 | 5 | 16 | Winter: On-Peak |  | 21 | heating | 0.51937 | 0.95821 | 1.0078 | 0.50155 | 3.0223 | 5.172 | 1.9597 | 0.7735 | 0 | 1.1649 | 1.1856 | 0 | 0.50155
2018-02-02 | 5 | 17 | Winter: On-Peak |  | 21 | heating | 0.51937 | 1.0003 | 1.0078 | 0.5236 | 3.0223 | 5.3993 | 1.9597 | 0.8075 | 0 | 1.3522 | 1.1856 | 0 | 0.5236
2018-02-02 | 5 | 18 | Winter: On-Peak |  | 21 | heating | 0.51937 | 0.99263 | 1.0078 | 0.51957 | 3.0223 | 5.3578 | 1.9597 | 0.80129 | 0 | 1.5599 | 1.1856 | 0 | 0.51957
2018-02-02 | 5 | 19 | Winter: On-Peak |  | 21 | heating | 0.51937 | 0.98729 | 1.0078 | 0.51677 | 3.0223 | 5.329 | 1.9597 | 0.79698 | 0 | 1.6764 | 1.1856 | 0 | 0.51677
2018-02-02 | 5 | 20 | Winter: On-Peak |  | 21 | heating | 0.51937 | 0.98078 | 1.0078 | 0.51337 | 3.0223 | 5.2939 | 1.9597 | 0.79173 | 0 | 1.5244 | 1.1856 | 0 | 0.51337
2018-02-02 | 5 | 21 | Winter: On-Peak |  | 21 | heating | 0.51937 | 0.96486 | 1.0078 | 0.50503 | 3.0223 | 5.2079 | 1.9597 | 0.77887 | 0 | 1.4449 | 1.1856 | 0 | 0.50503
2018-02-02 | 5 | 22 | Winter: On-Peak |  | 25 | heating | 0.47659 | 0.93973 | 1.0078 | 0.45136 | 3.0939 | 4.7648 | 2.1844 | 0.6393 | 0 | 1.2427 | 1.1856 | 0 | 0.45136
2018-02-02 | 5 | 23 | Winter: Off-Peak |  | 23 | heating | 0.49798 | 0.93552 | 1.0078 | 0.46951 | 3.0593 | 4.9009 | 2.0731 | 0.69284 | 0 | 1.0298 | 1.1856 | 0 | 0.46951
2018-02-03 | 6 | 0 | Winter: Off-Peak |  | 18 | heating | 0.55146 | 0.96098 | 0.98855 | 0.52387 | 2.905 | 5.1926 | 1.7642 | 0.86265 | 0 | 0.90669 | 1.0113 | 0 | 0.52387
2018-02-03 | 6 | 1 | Winter: Off-Peak |  | 16 | heating | 0.57285 | 0.99129 | 0.98855 | 0.56136 | 2.8179 | 5.3973 | 1.6318 | 0.96943 | 0 | 0.81803 | 1.0113 | 0 | 0.56136
2018-02-03 | 6 | 2 | Winter: Off-Peak |  | 14 | heating | 0.59425 | 1.0126 | 0.98855 | 0.59487 | 2.7335 | 5.5482 | 1.5011 | 1.0833 | 0 | 0.74508 | 1.0113 | 0 | 0.59487
2018-02-03 | 6 | 3 | Winter: Off-Peak |  | 12 | heating | 0.61564 | 1.0289 | 0.98855 | 0.62616 | 2.6647 | 5.6929 | 1.376 | 1.2125 | 0 | 0.69159 | 1.0113 | 0 | 0.62616
2018-02-03 | 6 | 4 | Winter: Off-Peak |  | 10 | heating | 0.63703 | 1.0654 | 0.98855 | 0.67094 | 2.5948 | 5.9402 | 1.2546 | 1.3876 | 0 | 0.64739 | 1.0113 | 0 | 0.67094
2018-02-03 | 6 | 5 | Winter: Off-Peak |  | 10 | heating | 0.63703 | 1.1031 | 0.98855 | 0.69467 | 2.5948 | 6.1503 | 1.2546 | 1.4367 | 0 | 0.7214 | 1.0113 | 0 | 0.69467
2018-02-03 | 6 | 6 | Winter: Off-Peak |  | 10 | heating | 0.63703 | 1.1674 | 0.98855 | 0.73516 | 2.5948 | 6.5088 | 1.2546 | 1.5204 | 0 | 0.87787 | 1.0113 | 0 | 0.73516
2018-02-03 | 6 | 7 | Winter: Off-Peak |  | 10 | heating | 0.63703 | 1.1567 | 0.98855 | 0.72843 | 2.5948 | 6.4491 | 1.2546 | 1.5065 | 0 | 0.97331 | 1.0113 | 0 | 0.72843
2018-02-03 | 6 | 8 | Winter: Off-Peak |  | 10 | heating | 0.63703 | 1.0887 | 0.98855 | 0.68561 | 2.5948 | 6.0701 | 1.2546 | 1.418 | 0 | 0.9494 | 1.0113 | 0 | 0.68561
2018-02-03 | 6 | 9 | Winter: Off-Peak |  | 12 | heating | 0.61564 | 1.0265 | 0.98855 | 0.62472 | 2.6647 | 5.6799 | 1.376 | 1.2098 | 0 | 0.84085 | 1.0113 | 0 | 0.62472
2018-02-03 | 6 | 10 | Winter: Off-Peak |  | 14 | heating | 0.59425 | 0.99414 | 0.98855 | 0.584 | 2.7335 | 5.4468 | 1.5011 | 1.0635 | 0 | 0.74504 | 1.0113 | 0 | 0.584
2018-02-03 | 6 | 11 | Winter: Off-Peak |  | 16 | heating | 0.57285 | 0.95102 | 0.98855 | 0.53856 | 2.8179 | 5.1781 | 1.6318 | 0.93005 | 0 | 0.72851 | 1.0113 | 0 | 0.53856
2018-02-03 | 6 | 12 | Winter: Off-Peak |  | 18 | heating | 0.55146 | 0.92818 | 0.98855 | 0.50599 | 2.905 | 5.0153 | 1.7642 | 0.8332 | 0 | 0.75911 | 1.0113 | 0 | 0.50599
2018-02-03 | 6 | 13 | Winter: Off-Peak |  | 18 | heating | 0.55146 | 0.91574 | 0.98855 | 0.49921 | 2.905 | 4.9481 | 1.7642 | 0.82204 | 0 | 0.79116 | 1.0113 | 0 | 0.49921
2018-02-03 | 6 | 14 | Winter: Off-Peak |  | 19 | heating | 0.54077 | 0.92047 | 0.98855 | 0.49206 | 2.9438 | 4.9423 | 1.829 | 0.79199 | 0 | 0.84356 | 1.0113 | 0 | 0.49206
2018-02-03 | 6 | 15 | Winter: Off-Peak |  | 19 | heating | 0.54077 | 0.92938 | 0.98855 | 0.49682 | 2.9438 | 4.9902 | 1.829 | 0.79965 | 0 | 0.96593 | 1.0113 | 0 | 0.49682
2018-02-03 | 6 | 16 | Winter: Off-Peak |  | 23 | heating | 0.49798 | 0.95821 | 0.98855 | 0.47171 | 3.0593 | 4.9238 | 2.0731 | 0.69609 | 0 | 1.1649 | 1.0113 | 0 | 0.47171
2018-02-03 | 6 | 17 | Winter: Off-Peak |  | 19 | heating | 0.54077 | 1.0003 | 0.98855 | 0.53475 | 2.9438 | 5.3711 | 1.829 | 0.86069 | 0 | 1.3522 | 1.0113 | 0 | 0.53475
2018-02-03 | 6 | 18 | Winter: Off-Peak |  | 12 | heating | 0.61564 | 0.99263 | 0.98855 | 0.6041 | 2.6647 | 5.4924 | 1.376 | 1.1698 | 0 | 1.5599 | 1.0113 | 0 | 0.6041
2018-02-03 | 6 | 19 | Winter: Off-Peak |  | 12 | heating | 0.61564 | 0.98729 | 0.98855 | 0.60085 | 2.6647 | 5.4628 | 1.376 | 1.1635 | 0 | 1.6764 | 1.0113 | 0 | 0.60085
2018-02-03 | 6 | 20 | Winter: Off-Peak |  | 10 | heating | 0.63703 | 0.98078 | 0.98855 | 0.61763 | 2.5948 | 5.4682 | 1.2546 | 1.2774 | 0 | 1.5244 | 1.0113 | 0 | 0.61763
2018-02-03 | 6 | 21 | Winter: Off-Peak |  | 7 | heating | 0.66912 | 0.96486 | 0.98855 | 0.63821 | 2.48 | 5.4004 | 1.1216 | 1.4112 | 0 | 1.4449 | 1.0113 | 0 | 0.63821
2018-02-03 | 6 | 22 | Winter: Off-Peak |  | 7 | heating | 0.66912 | 0.93973 | 0.98855 | 0.62158 | 2.48 | 5.2598 | 1.1216 | 1.3744 | 0 | 1.2427 | 1.0113 | 0 | 0.62158
2018-02-03 | 6 | 23 | Winter: Off-Peak |  | 7 | heating | 0.66912 | 0.93552 | 0.98855 | 0.6188 | 2.48 | 5.2362 | 1.1216 | 1.3683 | 0 | 1.0298 | 1.0113 | 0 | 0.6188
2018-02-04 | 7 | 0 | Winter: Off-Peak |  | 7 | heating | 0.66912 | 0.96098 | 0.93761 | 0.60289 | 2.48 | 5.1015 | 1.1216 | 1.3331 | 0 | 0.90669 | 1.0096 | 0 | 0.60289
2018-02-04 | 7 | 1 | Winter: Off-Peak |  | 10 | heating | 0.63703 | 0.99129 | 0.93761 | 0.59208 | 2.5948 | 5.242 | 1.2546 | 1.2245 | 0 | 0.81803 | 1.0096 | 0 | 0.59208
2018-02-04 | 7 | 2 | Winter: Off-Peak |  | 9 | heating | 0.64773 | 1.0126 | 0.93761 | 0.61499 | 2.5577 | 5.367 | 1.1953 | 1.316 | 0 | 0.74508 | 1.0096 | 0 | 0.61499
2018-02-04 | 7 | 3 | Winter: Off-Peak |  | 10 | heating | 0.63703 | 1.0289 | 0.93761 | 0.61453 | 2.5948 | 5.4408 | 1.2546 | 1.271 | 0 | 0.69159 | 1.0096 | 0 | 0.61453
2018-02-04 | 7 | 4 | Winter: Off-Peak |  | 12 | heating | 0.61564 | 1.0654 | 0.93761 | 0.615 | 2.6647 | 5.5915 | 1.376 | 1.1909 | 0 | 0.64739 | 1.0096 | 0 | 0.615
2018-02-04 | 7 | 5 | Winter: Off-Peak |  | 7 | heating | 0.66912 | 1.1031 | 0.93761 | 0.69206 | 2.48 | 5.8561 | 1.1216 | 1.5302 | 0 | 0.7214 | 1.0096 | 0 | 0.69206
2018-02-04 | 7 | 6 | Winter: Off-Peak |  | 7 | heating | 0.66912 | 1.1674 | 0.93761 | 0.7324 | 2.48 | 6.1975 | 1.1216 | 1.6194 | 0 | 0.87787 | 1.0096 | 0 | 0.7324
2018-02-04 | 7 | 7 | Winter: Off-Peak |  | 12 | heating | 0.61564 | 1.1567 | 0.93761 | 0.66769 | 2.6647 | 6.0705 | 1.376 | 1.293 | 0 | 0.97331 | 1.0096 | 0 | 0.66769
2018-02-04 | 7 | 8 | Winter: Off-Peak |  | 14 | heating | 0.59425 | 1.0887 | 0.93761 | 0.60661 | 2.7335 | 5.6577 | 1.5011 | 1.1047 | 0 | 0.9494 | 1.0096 | 0 | 0.60661
2018-02-04 | 7 | 9 | Winter: Off-Peak |  | 21 | heating | 0.51937 | 1.0265 | 0.93761 | 0.49988 | 3.0223 | 5.1548 | 1.9597 | 0.77093 | 0 | 0.84085 | 1.0096 | 0 | 0.49988
2018-02-04 | 7 | 10 | Winter: Off-Peak |  | 23 | heating | 0.49798 | 0.99414 | 0.93761 | 0.46418 | 3.0593 | 4.8452 | 2.0731 | 0.68497 | 0 | 0.74504 | 1.0096 | 0 | 0.46418
2018-02-04 | 7 | 11 | Winter: Off-Peak |  | 25 | heating | 0.47659 | 0.95102 | 0.93761 | 0.42497 | 3.0939 | 4.4862 | 2.1844 | 0.60192 | 0 | 0.72851 | 1.0096 | 0 | 0.42497
2018-02-04 | 7 | 12 | Winter: Off-Peak |  | 25 | heating | 0.47659 | 0.92818 | 0.93761 | 0.41476 | 3.0939 | 4.3784 | 2.1844 | 0.58746 | 0 | 0.75911 | 1.0096 | 0 | 0.41476
2018-02-04 | 7 | 13 | Winter: Off-Peak |  | 25 | heating | 0.47659 | 0.91574 | 0.93761 | 0.4092 | 3.0939 | 4.3197 | 2.1844 | 0.57959 | 0 | 0.79116 | 1.0096 | 0 | 0.4092
2018-02-04 | 7 | 14 | Winter: Off-Peak |  | 27 | heating | 0.4552 | 0.92047 | 0.93761 | 0.39286 | 3.1144 | 4.1746 | 2.2875 | 0.53486 | 0 | 0.84356 | 1.0096 | 0 | 0.39286
2018-02-04 | 7 | 15 | Winter: Off-Peak |  | 27 | heating | 0.4552 | 0.92938 | 0.93761 | 0.39666 | 3.1144 | 4.215 | 2.2875 | 0.54003 | 0 | 0.96593 | 1.0096 | 0 | 0.39666
2018-02-04 | 7 | 16 | Winter: Off-Peak |  | 27 | heating | 0.4552 | 0.95821 | 0.93761 | 0.40896 | 3.1144 | 4.3457 | 2.2875 | 0.55678 | 0 | 1.1649 | 1.0096 | 0 | 0.40896
2018-02-04 | 7 | 17 | Winter: Off-Peak |  | 25 | heating | 0.47659 | 1.0003 | 0.93761 | 0.447 | 3.0939 | 4.7188 | 2.1844 | 0.63313 | 0 | 1.3522 | 1.0096 | 0 | 0.447
2018-02-04 | 7 | 18 | Winter: Off-Peak |  | 25 | heating | 0.47659 | 0.99263 | 0.93761 | 0.44356 | 3.0939 | 4.6825 | 2.1844 | 0.62826 | 0 | 1.5599 | 1.0096 | 0 | 0.44356
2018-02-04 | 7 | 19 | Winter: Off-Peak |  | 25 | heating | 0.47659 | 0.98729 | 0.93761 | 0.44117 | 3.0939 | 4.6572 | 2.1844 | 0.62488 | 0 | 1.6764 | 1.0096 | 0 | 0.44117
2018-02-04 | 7 | 20 | Winter: Off-Peak |  | 27 | heating | 0.4552 | 0.98078 | 0.93761 | 0.4186 | 3.1144 | 4.4481 | 2.2875 | 0.5699 | 0 | 1.5244 | 1.0096 | 0 | 0.4186
2018-02-04 | 7 | 21 | Winter: Off-Peak |  | 27 | heating | 0.4552 | 0.96486 | 0.93761 | 0.4118 | 3.1144 | 4.3759 | 2.2875 | 0.56065 | 0 | 1.4449 | 1.0096 | 0 | 0.4118
2018-02-04 | 7 | 22 | Winter: Off-Peak |  | 27 | heating | 0.4552 | 0.93973 | 0.93761 | 0.40107 | 3.1144 | 4.2619 | 2.2875 | 0.54604 | 0 | 1.2427 | 1.0096 | 0 | 0.40107
2018-02-04 | 7 | 23 | Winter: Off-Peak |  | 21 | heating | 0.51937 | 0.93552 | 0.93761 | 0.45557 | 3.0223 | 4.6978 | 1.9597 | 0.70259 | 0 | 1.0298 | 1.0096 | 0 | 0.45557
2018-02-05 | 1 | 0 | Winter: Off-Peak |  | 18 | heating | 0.55146 | 0.96098 | 1.0177 | 0.53934 | 2.905 | 5.3458 | 1.7642 | 0.88811 | 0 | 0.90669 | 0.9441 | 0 | 0.53934
2018-02-05 | 1 | 1 | Winter: Off-Peak |  | 16 | heating | 0.57285 | 0.99129 | 1.0177 | 0.57793 | 2.8179 | 5.5566 | 1.6318 | 0.99804 | 0 | 0.81803 | 0.9441 | 0 | 0.57793
2018-02-05 | 1 | 2 | Winter: Off-Peak |  | 16 | heating | 0.57285 | 1.0126 | 1.0177 | 0.59038 | 2.8179 | 5.6764 | 1.6318 | 1.0195 | 0 | 0.74508 | 0.9441 | 0 | 0.59038
2018-02-05 | 1 | 3 | Winter: Off-Peak |  | 14 | heating | 0.59425 | 1.0289 | 1.0177 | 0.62224 | 2.7335 | 5.8035 | 1.5011 | 1.1331 | 0 | 0.69159 | 0.9441 | 0 | 0.62224
2018-02-05 | 1 | 4 | Winter: Off-Peak |  | 10 | heating | 0.63703 | 1.0654 | 1.0177 | 0.69075 | 2.5948 | 6.1155 | 1.2546 | 1.4286 | 0 | 0.64739 | 0.9441 | 0 | 0.69075
2018-02-05 | 1 | 5 | Winter: Off-Peak |  | 9 | heating | 0.64773 | 1.1031 | 1.0177 | 0.72718 | 2.5577 | 6.3461 | 1.1953 | 1.5561 | 0 | 0.7214 | 0.9441 | 0 | 0.72718
2018-02-05 | 1 | 6 | Winter: Off-Peak |  | 9 | heating | 0.64773 | 1.1674 | 1.0177 | 0.76957 | 2.5577 | 6.716 | 1.1953 | 1.6468 | 0 | 0.87787 | 0.9441 | 0 | 0.76957
2018-02-05 | 1 | 7 | Winter: On-Peak |  | 9 | heating | 0.64773 | 1.1567 | 1.0177 | 0.76252 | 2.5577 | 6.6545 | 1.1953 | 1.6317 | 0 | 0.97331 | 0.9441 | 0 | 0.76252
2018-02-05 | 1 | 8 | Winter: On-Peak |  | 16 | heating | 0.57285 | 1.0887 | 1.0177 | 0.63474 | 2.8179 | 6.1029 | 1.6318 | 1.0962 | 0 | 0.9494 | 0.9441 | 0 | 0.63474
2018-02-05 | 1 | 9 | Winter: On-Peak |  | 18 | heating | 0.55146 | 1.0265 | 1.0177 | 0.57612 | 2.905 | 5.7104 | 1.7642 | 0.94868 | 0 | 0.84085 | 0.9441 | 0 | 0.57612
2018-02-05 | 1 | 10 | Winter: On-Peak |  | 21 | heating | 0.51937 | 0.99414 | 1.0177 | 0.52548 | 3.0223 | 5.4188 | 1.9597 | 0.81041 | 0 | 0.74504 | 0.9441 | 0 | 0.52548
2018-02-05 | 1 | 11 | Winter: On-Peak |  | 25 | heating | 0.47659 | 0.95102 | 1.0177 | 0.46128 | 3.0939 | 4.8695 | 2.1844 | 0.65336 | 0 | 0.72851 | 0.9441 | 0 | 0.46128
2018-02-05 | 1 | 12 | Winter: On-Peak |  | 28 | heating | 0.4445 | 0.92818 | 1.0177 | 0.41989 | 3.0942 | 4.4329 | 2.2833 | 0.56901 | 0 | 0.75911 | 0.9441 | 0 | 0.41989
2018-02-05 | 1 | 13 | Winter: On-Peak |  | 30 | heating | 0.42311 | 0.91574 | 1.0177 | 0.39433 | 3.0748 | 4.1369 | 2.334 | 0.51948 | 0 | 0.79116 | 0.9441 | 0 | 0.39433
2018-02-05 | 1 | 14 | Winter: On-Peak |  | 32 | heating | 0.40172 | 0.92047 | 1.0177 | 0.37633 | 3.1004 | 3.981 | 2.4523 | 0.47578 | 0 | 0.84356 | 0.9441 | 0 | 0.37633
2018-02-05 | 1 | 15 | Winter: On-Peak |  | 27 | heating | 0.4552 | 0.92938 | 1.0177 | 0.43055 | 3.1144 | 4.5751 | 2.2875 | 0.58618 | 0 | 0.96593 | 0.9441 | 0 | 0.43055
2018-02-05 | 1 | 16 | Winter: On-Peak |  | 30 | heating | 0.42311 | 0.95821 | 1.0177 | 0.41262 | 3.0748 | 4.3288 | 2.334 | 0.54357 | 0 | 1.1649 | 0.9441 | 0 | 0.41262
2018-02-05 | 1 | 17 | Winter: On-Peak |  | 30 | heating | 0.42311 | 1.0003 | 1.0177 | 0.43075 | 3.0748 | 4.519 | 2.334 | 0.56747 | 0 | 1.3522 | 0.9441 | 0 | 0.43075
2018-02-05 | 1 | 18 | Winter: On-Peak |  | 30 | heating | 0.42311 | 0.99263 | 1.0177 | 0.42744 | 3.0748 | 4.4843 | 2.334 | 0.5631 | 0 | 1.5599 | 0.9441 | 0 | 0.42744
2018-02-05 | 1 | 19 | Winter: On-Peak |  | 32 | heating | 0.40172 | 0.98729 | 1.0177 | 0.40364 | 3.1004 | 4.2699 | 2.4523 | 0.51032 | 0 | 1.6764 | 0.9441 | 0 | 0.40364
2018-02-05 | 1 | 20 | Winter: On-Peak |  | 32 | heating | 0.40172 | 0.98078 | 1.0177 | 0.40098 | 3.1004 | 4.2418 | 2.4523 | 0.50696 | 0 | 1.5244 | 0.9441 | 0 | 0.40098
2018-02-05 | 1 | 21 | Winter: On-Peak |  | 32 | heating | 0.40172 | 0.96486 | 1.0177 | 0.39447 | 3.1004 | 4.1729 | 2.4523 | 0.49872 | 0 | 1.4449 | 0.9441 | 0 | 0.39447
2018-02-05 | 1 | 22 | Winter: On-Peak |  | 32 | heating | 0.40172 | 0.93973 | 1.0177 | 0.3842 | 3.1004 | 4.0642 | 2.4523 | 0.48573 | 0 | 1.2427 | 0.9441 | 0 | 0.3842
2018-02-05 | 1 | 23 | Winter: Off-Peak |  | 32 | heating | 0.40172 | 0.93552 | 1.0177 | 0.38248 | 3.1004 | 4.046 | 2.4523 | 0.48356 | 0 | 1.0298 | 0.9441 | 0 | 0.38248
2018-02-06 | 2 | 0 | Winter: Off-Peak |  | 32 | heating | 0.40172 | 0.96098 | 1.02 | 0.39375 | 3.1004 | 4.1653 | 2.4523 | 0.49781 | 0 | 0.90669 | 0.83669 | 0 | 0.39375
2018-02-06 | 2 | 1 | Winter: Off-Peak |  | 32 | heating | 0.40172 | 0.99129 | 1.02 | 0.40617 | 3.1004 | 4.2966 | 2.4523 | 0.51351 | 0 | 0.81803 | 0.83669 | 0 | 0.40617
2018-02-06 | 2 | 2 | Winter: Off-Peak |  | 30 | heating | 0.42311 | 1.0126 | 1.02 | 0.43702 | 3.0748 | 4.5848 | 2.334 | 0.57572 | 0 | 0.74508 | 0.83669 | 0 | 0.43702
2018-02-06 | 2 | 3 | Winter: Off-Peak |  | 28 | heating | 0.4445 | 1.0289 | 1.02 | 0.46647 | 3.0942 | 4.9247 | 2.2833 | 0.63213 | 0 | 0.69159 | 0.83669 | 0 | 0.46647
2018-02-06 | 2 | 4 | Winter: Off-Peak |  | 30 | heating | 0.42311 | 1.0654 | 1.02 | 0.4598 | 3.0748 | 4.8238 | 2.334 | 0.60573 | 0 | 0.64739 | 0.83669 | 0 | 0.4598
2018-02-06 | 2 | 5 | Winter: Off-Peak |  | 28 | heating | 0.4445 | 1.1031 | 1.02 | 0.50013 | 3.0942 | 5.28 | 2.2833 | 0.67774 | 0 | 0.7214 | 0.83669 | 0 | 0.50013
2018-02-06 | 2 | 6 | Winter: Off-Peak |  | 28 | heating | 0.4445 | 1.1674 | 1.02 | 0.52928 | 3.0942 | 5.5878 | 2.2833 | 0.71725 | 0 | 0.87787 | 0.83669 | 0 | 0.52928
2018-02-06 | 2 | 7 | Winter: On-Peak |  | 28 | heating | 0.4445 | 1.1567 | 1.02 | 0.52443 | 3.0942 | 5.5366 | 2.2833 | 0.71068 | 0 | 0.97331 | 0.83669 | 0 | 0.52443
2018-02-06 | 2 | 8 | Winter: On-Peak |  | 27 | heating | 0.4552 | 1.0887 | 1.02 | 0.50549 | 3.1144 | 5.3714 | 2.2875 | 0.6882 | 0 | 0.9494 | 0.83669 | 0 | 0.50549
2018-02-06 | 2 | 9 | Winter: On-Peak |  | 28 | heating | 0.4445 | 1.0265 | 1.02 | 0.4654 | 3.0942 | 4.9134 | 2.2833 | 0.63068 | 0 | 0.84085 | 0.83669 | 0 | 0.4654
2018-02-06 | 2 | 10 | Winter: On-Peak |  | 30 | heating | 0.42311 | 0.99414 | 1.02 | 0.42903 | 3.0748 | 4.501 | 2.334 | 0.5652 | 0 | 0.74504 | 0.83669 | 0 | 0.42903
2018-02-06 | 2 | 11 | Winter: On-Peak |  | 30 | heating | 0.42311 | 0.95102 | 1.02 | 0.41042 | 3.0748 | 4.3058 | 2.334 | 0.54068 | 0 | 0.72851 | 0.83669 | 0 | 0.41042
2018-02-06 | 2 | 12 | Winter: On-Peak |  | 32 | heating | 0.40172 | 0.92818 | 1.02 | 0.38031 | 3.1004 | 4.0231 | 2.4523 | 0.48082 | 0 | 0.75911 | 0.83669 | 0 | 0.38031
2018-02-06 | 2 | 13 | Winter: On-Peak |  | 32 | heating | 0.40172 | 0.91574 | 1.02 | 0.37522 | 3.1004 | 3.9692 | 2.4523 | 0.47438 | 0 | 0.79116 | 0.83669 | 0 | 0.37522
2018-02-06 | 2 | 14 | Winter: On-Peak |  | 34 | heating | 0.38033 | 0.92047 | 1.02 | 0.35707 | 3.1618 | 3.8521 | 2.5824 | 0.43718 | 0 | 0.84356 | 0.83669 | 0 | 0.35707
2018-02-06 | 2 | 15 | Winter: On-Peak |  | 34 | heating | 0.38033 | 0.92938 | 1.02 | 0.36053 | 3.1618 | 3.8893 | 2.5824 | 0.4414 | 0 | 0.96593 | 0.83669 | 0 | 0.36053
2018-02-06 | 2 | 16 | Winter: On-Peak |  | 34 | heating | 0.38033 | 0.95821 | 1.02 | 0.37171 | 3.1618 | 4.01 | 2.5824 | 0.4551 | 0 | 1.1649 | 0.83669 | 0 | 0.37171
2018-02-06 | 2 | 17 | Winter: On-Peak |  | 34 | heating | 0.38033 | 1.0003 | 1.02 | 0.38805 | 3.1618 | 4.1862 | 2.5824 | 0.4751 | 0 | 1.3522 | 0.83669 | 0 | 0.38805
2018-02-06 | 2 | 18 | Winter: On-Peak |  | 34 | heating | 0.38033 | 0.99263 | 1.02 | 0.38506 | 3.1618 | 4.1541 | 2.5824 | 0.47145 | 0 | 1.5599 | 0.83669 | 0 | 0.38506
2018-02-06 | 2 | 19 | Winter: On-Peak |  | 30 | heating | 0.42311 | 0.98729 | 1.02 | 0.42607 | 3.0748 | 4.47 | 2.334 | 0.5613 | 0 | 1.6764 | 0.83669 | 0 | 0.42607
2018-02-06 | 2 | 20 | Winter: On-Peak |  | 30 | heating | 0.42311 | 0.98078 | 1.02 | 0.42327 | 3.0748 | 4.4405 | 2.334 | 0.55761 | 0 | 1.5244 | 0.83669 | 0 | 0.42327
2018-02-06 | 2 | 21 | Winter: On-Peak |  | 30 | heating | 0.42311 | 0.96486 | 1.02 | 0.41639 | 3.0748 | 4.3684 | 2.334 | 0.54855 | 0 | 1.4449 | 0.83669 | 0 | 0.41639
2018-02-06 | 2 | 22 | Winter: On-Peak |  | 30 | heating | 0.42311 | 0.93973 | 1.02 | 0.40555 | 3.0748 | 4.2546 | 2.334 | 0.53426 | 0 | 1.2427 | 0.83669 | 0 | 0.40555
2018-02-06 | 2 | 23 | Winter: Off-Peak |  | 30 | heating | 0.42311 | 0.93552 | 1.02 | 0.40373 | 3.0748 | 4.2356 | 2.334 | 0.53187 | 0 | 1.0298 | 0.83669 | 0 | 0.40373
2018-02-07 | 3 | 0 | Winter: Off-Peak |  | 30 | heating | 0.42311 | 0.96098 | 1.0263 | 0.4173 | 3.0748 | 4.3779 | 2.334 | 0.54974 | 0 | 0.90669 | 0.94211 | 0 | 0.4173
2018-02-07 | 3 | 1 | Winter: Off-Peak |  | 30 | heating | 0.42311 | 0.99129 | 1.0263 | 0.43046 | 3.0748 | 4.516 | 2.334 | 0.56708 | 0 | 0.81803 | 0.94211 | 0 | 0.43046
2018-02-07 | 3 | 2 | Winter: Off-Peak |  | 28 | heating | 0.4445 | 1.0126 | 1.0263 | 0.46196 | 3.0942 | 4.8771 | 2.2833 | 0.62602 | 0 | 0.74508 | 0.94211 | 0 | 0.46196
2018-02-07 | 3 | 3 | Winter: Off-Peak |  | 28 | heating | 0.4445 | 1.0289 | 1.0263 | 0.46937 | 3.0942 | 4.9553 | 2.2833 | 0.63606 | 0 | 0.69159 | 0.94211 | 0 | 0.46937
2018-02-07 | 3 | 4 | Winter: Off-Peak |  | 27 | heating | 0.4552 | 1.0654 | 1.0263 | 0.49774 | 3.1144 | 5.2891 | 2.2875 | 0.67766 | 0 | 0.64739 | 0.94211 | 0 | 0.49774
2018-02-07 | 3 | 5 | Winter: Off-Peak |  | 28 | heating | 0.4445 | 1.1031 | 1.0263 | 0.50324 | 3.0942 | 5.3128 | 2.2833 | 0.68195 | 0 | 0.7214 | 0.94211 | 0 | 0.50324
2018-02-07 | 3 | 6 | Winter: Off-Peak |  | 28 | heating | 0.4445 | 1.1674 | 1.0263 | 0.53257 | 3.0942 | 5.6225 | 2.2833 | 0.72171 | 0 | 0.87787 | 0.94211 | 0 | 0.53257
2018-02-07 | 3 | 7 | Winter: On-Peak |  | 30 | heating | 0.42311 | 1.1567 | 1.0263 | 0.5023 | 3.0748 | 5.2696 | 2.334 | 0.66172 | 0 | 0.97331 | 0.94211 | 0 | 0.5023
2018-02-07 | 3 | 8 | Winter: On-Peak |  | 28 | heating | 0.4445 | 1.0887 | 1.0263 | 0.49668 | 3.0942 | 5.2436 | 2.2833 | 0.67307 | 0 | 0.9494 | 0.94211 | 0 | 0.49668
2018-02-07 | 3 | 9 | Winter: On-Peak |  | 30 | heating | 0.42311 | 1.0265 | 1.0263 | 0.44575 | 3.0748 | 4.6764 | 2.334 | 0.58723 | 0 | 0.84085 | 0.94211 | 0 | 0.44575
2018-02-07 | 3 | 10 | Winter: On-Peak |  | 30 | heating | 0.42311 | 0.99414 | 1.0263 | 0.4317 | 3.0748 | 4.5289 | 2.334 | 0.56871 | 0 | 0.74504 | 0.94211 | 0 | 0.4317
2018-02-07 | 3 | 11 | Winter: On-Peak |  | 34 | heating | 0.38033 | 0.95102 | 1.0263 | 0.37121 | 3.1618 | 4.0046 | 2.5824 | 0.45449 | 0 | 0.72851 | 0.94211 | 0 | 0.37121
2018-02-07 | 3 | 12 | Winter: On-Peak |  | 34 | heating | 0.38033 | 0.92818 | 1.0263 | 0.3623 | 3.1618 | 3.9084 | 2.5824 | 0.44357 | 0 | 0.75911 | 0.94211 | 0 | 0.3623
2018-02-07 | 3 | 13 | Winter: On-Peak |  | 36 | heating | 0.35894 | 0.91574 | 1.0263 | 0.33734 | 3.2767 | 3.7715 | 2.7263 | 0.40544 | 0 | 0.79116 | 0.94211 | 0 | 0.33734
2018-02-07 | 3 | 14 | Winter: On-Peak |  | 36 | heating | 0.35894 | 0.92047 | 1.0263 | 0.33908 | 3.2767 | 3.791 | 2.7263 | 0.40754 | 0 | 0.84356 | 0.94211 | 0 | 0.33908
2018-02-07 | 3 | 15 | Winter: On-Peak |  | 36 | heating | 0.35894 | 0.92938 | 1.0263 | 0.34236 | 3.2767 | 3.8277 | 2.7263 | 0.41148 | 0 | 0.96593 | 0.94211 | 0 | 0.34236
2018-02-07 | 3 | 16 | Winter: On-Peak |  | 36 | heating | 0.35894 | 0.95821 | 1.0263 | 0.35298 | 3.2767 | 3.9464 | 2.7263 | 0.42424 | 0 | 1.1649 | 0.94211 | 0 | 0.35298
2018-02-07 | 3 | 17 | Winter: On-Peak |  | 34 | heating | 0.38033 | 1.0003 | 1.0263 | 0.39046 | 3.1618 | 4.2123 | 2.5824 | 0.47805 | 0 | 1.3522 | 0.94211 | 0 | 0.39046
2018-02-07 | 3 | 18 | Winter: On-Peak |  | 34 | heating | 0.38033 | 0.99263 | 1.0263 | 0.38746 | 3.1618 | 4.1799 | 2.5824 | 0.47438 | 0 | 1.5599 | 0.94211 | 0 | 0.38746
2018-02-07 | 3 | 19 | Winter: On-Peak |  | 34 | heating | 0.38033 | 0.98729 | 1.0263 | 0.38537 | 3.1618 | 4.1574 | 2.5824 | 0.47182 | 0 | 1.6764 | 0.94211 | 0 | 0.38537
2018-02-07 | 3 | 20 | Winter: On-Peak |  | 34 | heating | 0.38033 | 0.98078 | 1.0263 | 0.38283 | 3.1618 | 4.13 | 2.5824 | 0.46871 | 0 | 1.5244 | 0.94211 | 0 | 0.38283
2018-02-07 | 3 | 21 | Winter: On-Peak |  | 32 | heating | 0.40172 | 0.96486 | 1.0263 | 0.3978 | 3.1004 | 4.2081 | 2.4523 | 0.50293 | 0 | 1.4449 | 0.94211 | 0 | 0.3978
2018-02-07 | 3 | 22 | Winter: On-Peak |  | 32 | heating | 0.40172 | 0.93973 | 1.0263 | 0.38744 | 3.1004 | 4.0985 | 2.4523 | 0.48983 | 0 | 1.2427 | 0.94211 | 0 | 0.38744
2018-02-07 | 3 | 23 | Winter: Off-Peak |  | 32 | heating | 0.40172 | 0.93552 | 1.0263 | 0.3857 | 3.1004 | 4.0801 | 2.4523 | 0.48763 | 0 | 1.0298 | 0.94211 | 0 | 0.3857
2018-02-08 | 4 | 0 | Winter: Off-Peak |  | 32 | heating | 0.40172 | 0.96098 | 1.002 | 0.38683 | 3.1004 | 4.0921 | 2.4523 | 0.48906 | 0 | 0.90669 | 1.0706 | 0 | 0.38683
2018-02-08 | 4 | 1 | Winter: Off-Peak |  | 30 | heating | 0.42311 | 0.99129 | 1.002 | 0.42028 | 3.0748 | 4.4092 | 2.334 | 0.55367 | 0 | 0.81803 | 1.0706 | 0 | 0.42028
2018-02-08 | 4 | 2 | Winter: Off-Peak |  | 30 | heating | 0.42311 | 1.0126 | 1.002 | 0.42934 | 3.0748 | 4.5042 | 2.334 | 0.5656 | 0 | 0.74508 | 1.0706 | 0 | 0.42934
2018-02-08 | 4 | 3 | Winter: Off-Peak |  | 30 | heating | 0.42311 | 1.0289 | 1.002 | 0.43622 | 3.0748 | 4.5764 | 2.334 | 0.57467 | 0 | 0.69159 | 1.0706 | 0 | 0.43622
2018-02-08 | 4 | 4 | Winter: Off-Peak |  | 30 | heating | 0.42311 | 1.0654 | 1.002 | 0.45172 | 3.0748 | 4.739 | 2.334 | 0.59509 | 0 | 0.64739 | 1.0706 | 0 | 0.45172
2018-02-08 | 4 | 5 | Winter: Off-Peak |  | 30 | heating | 0.42311 | 1.1031 | 1.002 | 0.4677 | 3.0748 | 4.9066 | 2.334 | 0.61614 | 0 | 0.7214 | 1.0706 | 0 | 0.4677
2018-02-08 | 4 | 6 | Winter: Off-Peak |  | 30 | heating | 0.42311 | 1.1674 | 1.002 | 0.49496 | 3.0748 | 5.1926 | 2.334 | 0.65205 | 0 | 0.87787 | 1.0706 | 0 | 0.49496
2018-02-08 | 4 | 7 | Winter: On-Peak |  | 32 | heating | 0.40172 | 1.1567 | 1.002 | 0.46563 | 3.1004 | 4.9256 | 2.4523 | 0.58868 | 0 | 0.97331 | 1.0706 | 0 | 0.46563
2018-02-08 | 4 | 8 | Winter: On-Peak |  | 30 | heating | 0.42311 | 1.0887 | 1.002 | 0.4616 | 3.0748 | 4.8427 | 2.334 | 0.6081 | 0 | 0.9494 | 1.0706 | 0 | 0.4616
2018-02-08 | 4 | 9 | Winter: On-Peak |  | 28 | heating | 0.4445 | 1.0265 | 1.002 | 0.45722 | 3.0942 | 4.827 | 2.2833 | 0.6196 | 0 | 0.84085 | 1.0706 | 0 | 0.45722
2018-02-08 | 4 | 10 | Winter: On-Peak |  | 27 | heating | 0.4552 | 0.99414 | 1.002 | 0.45346 | 3.1144 | 4.8185 | 2.2875 | 0.61736 | 0 | 0.74504 | 1.0706 | 0 | 0.45346
2018-02-08 | 4 | 11 | Winter: On-Peak |  | 25 | heating | 0.47659 | 0.95102 | 1.002 | 0.45418 | 3.0939 | 4.7945 | 2.1844 | 0.64329 | 0 | 0.72851 | 1.0706 | 0 | 0.45418
2018-02-08 | 4 | 12 | Winter: On-Peak |  | 23 | heating | 0.49798 | 0.92818 | 1.002 | 0.46316 | 3.0593 | 4.8346 | 2.0731 | 0.68347 | 0 | 0.75911 | 1.0706 | 0 | 0.46316
2018-02-08 | 4 | 13 | Winter: On-Peak |  | 21 | heating | 0.51937 | 0.91574 | 1.002 | 0.47658 | 3.0223 | 4.9145 | 1.9597 | 0.735 | 0 | 0.79116 | 1.0706 | 0 | 0.47658
2018-02-08 | 4 | 14 | Winter: On-Peak |  | 23 | heating | 0.49798 | 0.92047 | 1.002 | 0.45932 | 3.0593 | 4.7945 | 2.0731 | 0.6778 | 0 | 0.84356 | 1.0706 | 0 | 0.45932
2018-02-08 | 4 | 15 | Winter: On-Peak |  | 21 | heating | 0.51937 | 0.92938 | 1.002 | 0.48368 | 3.0223 | 4.9877 | 1.9597 | 0.74594 | 0 | 0.96593 | 1.0706 | 0 | 0.48368
2018-02-08 | 4 | 16 | Winter: On-Peak |  | 18 | heating | 0.55146 | 0.95821 | 1.002 | 0.5295 | 2.905 | 5.2483 | 1.7642 | 0.87191 | 0 | 1.1649 | 1.0706 | 0 | 0.5295
2018-02-08 | 4 | 17 | Winter: On-Peak |  | 16 | heating | 0.57285 | 1.0003 | 1.002 | 0.57421 | 2.8179 | 5.5209 | 1.6318 | 0.99162 | 0 | 1.3522 | 1.0706 | 0 | 0.57421
2018-02-08 | 4 | 18 | Winter: On-Peak |  | 14 | heating | 0.59425 | 0.99263 | 1.002 | 0.59107 | 2.7335 | 5.5128 | 1.5011 | 1.0764 | 0 | 1.5599 | 1.0706 | 0 | 0.59107
2018-02-08 | 4 | 19 | Winter: On-Peak |  | 12 | heating | 0.61564 | 0.98729 | 1.002 | 0.60905 | 2.6647 | 5.5374 | 1.376 | 1.1794 | 0 | 1.6764 | 1.0706 | 0 | 0.60905
2018-02-08 | 4 | 20 | Winter: On-Peak |  | 10 | heating | 0.63703 | 0.98078 | 1.002 | 0.62607 | 2.5948 | 5.5429 | 1.2546 | 1.2948 | 0 | 1.5244 | 1.0706 | 0 | 0.62607
2018-02-08 | 4 | 21 | Winter: On-Peak |  | 9 | heating | 0.64773 | 0.96486 | 1.002 | 0.62624 | 2.5577 | 5.4652 | 1.1953 | 1.3401 | 0 | 1.4449 | 1.0706 | 0 | 0.62624
2018-02-08 | 4 | 22 | Winter: On-Peak |  | 7 | heating | 0.66912 | 0.93973 | 1.002 | 0.63007 | 2.48 | 5.3316 | 1.1216 | 1.3932 | 0 | 1.2427 | 1.0706 | 0 | 0.63007
2018-02-08 | 4 | 23 | Winter: Off-Peak |  | 7 | heating | 0.66912 | 0.93552 | 1.002 | 0.62725 | 2.48 | 5.3077 | 1.1216 | 1.3869 | 0 | 1.0298 | 1.0706 | 0 | 0.62725
2018-02-09 | 5 | 0 | Winter: Off-Peak |  | 7 | heating | 0.66912 | 0.96098 | 1.0078 | 0.64802 | 2.48 | 5.4835 | 1.1216 | 1.4329 | 0 | 0.90669 | 1.1856 | 0 | 0.64802
2018-02-09 | 5 | 1 | Winter: Off-Peak |  | 7 | heating | 0.66912 | 0.99129 | 1.0078 | 0.66846 | 2.48 | 5.6564 | 1.1216 | 1.4781 | 0 | 0.81803 | 1.1856 | 0 | 0.66846
2018-02-09 | 5 | 2 | Winter: Off-Peak |  | 7 | heating | 0.66912 | 1.0126 | 1.0078 | 0.68286 | 2.48 | 5.7783 | 1.1216 | 1.5099 | 0 | 0.74508 | 1.1856 | 0 | 0.68286
2018-02-09 | 5 | 3 | Winter: Off-Peak |  | 9 | heating | 0.64773 | 1.0289 | 1.0078 | 0.67163 | 2.5577 | 5.8613 | 1.1953 | 1.4372 | 0 | 0.69159 | 1.1856 | 0 | 0.67163
2018-02-09 | 5 | 4 | Winter: Off-Peak |  | 9 | heating | 0.64773 | 1.0654 | 1.0078 | 0.6955 | 2.5577 | 6.0696 | 1.1953 | 1.4883 | 0 | 0.64739 | 1.1856 | 0 | 0.6955
2018-02-09 | 5 | 5 | Winter: Off-Peak |  | 9 | heating | 0.64773 | 1.1031 | 1.0078 | 0.72009 | 2.5577 | 6.2842 | 1.1953 | 1.5409 | 0 | 0.7214 | 1.1856 | 0 | 0.72009
2018-02-09 | 5 | 6 | Winter: Off-Peak |  | 10 | heating | 0.63703 | 1.1674 | 1.0078 | 0.74948 | 2.5948 | 6.6356 | 1.2546 | 1.5501 | 0 | 0.87787 | 1.1856 | 0 | 0.74948
2018-02-09 | 5 | 7 | Winter: On-Peak |  | 12 | heating | 0.61564 | 1.1567 | 1.0078 | 0.71768 | 2.6647 | 6.525 | 1.376 | 1.3898 | 0 | 0.97331 | 1.1856 | 0 | 0.71768
2018-02-09 | 5 | 8 | Winter: On-Peak |  | 12 | heating | 0.61564 | 1.0887 | 1.0078 | 0.6755 | 2.6647 | 6.1415 | 1.376 | 1.3081 | 0 | 0.9494 | 1.1856 | 0 | 0.6755
2018-02-09 | 5 | 9 | Winter: On-Peak |  | 12 | heating | 0.61564 | 1.0265 | 1.0078 | 0.63689 | 2.6647 | 5.7905 | 1.376 | 1.2333 | 0 | 0.84085 | 1.1856 | 0 | 0.63689
2018-02-09 | 5 | 10 | Winter: On-Peak |  | 12 | heating | 0.61564 | 0.99414 | 1.0078 | 0.6168 | 2.6647 | 5.6079 | 1.376 | 1.1944 | 0 | 0.74504 | 1.1856 | 0 | 0.6168
2018-02-09 | 5 | 11 | Winter: On-Peak |  | 16 | heating | 0.57285 | 0.95102 | 1.0078 | 0.54905 | 2.8179 | 5.279 | 1.6318 | 0.94817 | 0 | 0.72851 | 1.1856 | 0 | 0.54905
2018-02-09 | 5 | 12 | Winter: On-Peak |  | 16 | heating | 0.57285 | 0.92818 | 1.0078 | 0.53586 | 2.8179 | 5.1521 | 1.6318 | 0.92539 | 0 | 0.75911 | 1.1856 | 0 | 0.53586
2018-02-09 | 5 | 13 | Winter: On-Peak |  | 19 | heating | 0.54077 | 0.91574 | 1.0078 | 0.49906 | 2.9438 | 5.0127 | 1.829 | 0.80326 | 0 | 0.79116 | 1.1856 | 0 | 0.49906
2018-02-09 | 5 | 14 | Winter: On-Peak |  | 21 | heating | 0.51937 | 0.92047 | 1.0078 | 0.4818 | 3.0223 | 4.9683 | 1.9597 | 0.74304 | 0 | 0.84356 | 1.1856 | 0 | 0.4818
2018-02-09 | 5 | 15 | Winter: On-Peak |  | 21 | heating | 0.51937 | 0.92938 | 1.0078 | 0.48646 | 3.0223 | 5.0164 | 1.9597 | 0.75023 | 0 | 0.96593 | 1.1856 | 0 | 0.48646
2018-02-09 | 5 | 16 | Winter: On-Peak |  | 21 | heating | 0.51937 | 0.95821 | 1.0078 | 0.50155 | 3.0223 | 5.172 | 1.9597 | 0.7735 | 0 | 1.1649 | 1.1856 | 0 | 0.50155
2018-02-09 | 5 | 17 | Winter: On-Peak |  | 21 | heating | 0.51937 | 1.0003 | 1.0078 | 0.5236 | 3.0223 | 5.3993 | 1.9597 | 0.8075 | 0 | 1.3522 | 1.1856 | 0 | 0.5236
2018-02-09 | 5 | 18 | Winter: On-Peak |  | 21 | heating | 0.51937 | 0.99263 | 1.0078 | 0.51957 | 3.0223 | 5.3578 | 1.9597 | 0.80129 | 0 | 1.5599 | 1.1856 | 0 | 0.51957
2018-02-09 | 5 | 19 | Winter: On-Peak |  | 21 | heating | 0.51937 | 0.98729 | 1.0078 | 0.51677 | 3.0223 | 5.329 | 1.9597 | 0.79698 | 0 | 1.6764 | 1.1856 | 0 | 0.51677
2018-02-09 | 5 | 20 | Winter: On-Peak |  | 23 | heating | 0.49798 | 0.98078 | 1.0078 | 0.49222 | 3.0593 | 5.138 | 2.0731 | 0.72636 | 0 | 1.5244 | 1.1856 | 0 | 0.49222
2018-02-09 | 5 | 21 | Winter: On-Peak |  | 23 | heating | 0.49798 | 0.96486 | 1.0078 | 0.48423 | 3.0593 | 5.0545 | 2.0731 | 0.71457 | 0 | 1.4449 | 1.1856 | 0 | 0.48423
2018-02-09 | 5 | 22 | Winter: On-Peak |  | 23 | heating | 0.49798 | 0.93973 | 1.0078 | 0.47162 | 3.0593 | 4.9229 | 2.0731 | 0.69596 | 0 | 1.2427 | 1.1856 | 0 | 0.47162
2018-02-09 | 5 | 23 | Winter: Off-Peak |  | 21 | heating | 0.51937 | 0.93552 | 1.0078 | 0.48968 | 3.0223 | 5.0496 | 1.9597 | 0.75519 | 0 | 1.0298 | 1.1856 | 0 | 0.48968
2018-02-10 | 6 | 0 | Winter: Off-Peak |  | 21 | heating | 0.51937 | 0.96098 | 0.98855 | 0.49339 | 3.0223 | 5.0879 | 1.9597 | 0.76092 | 0 | 0.90669 | 1.0113 | 0 | 0.49339
2018-02-10 | 6 | 1 | Winter: Off-Peak |  | 19 | heating | 0.54077 | 0.99129 | 0.98855 | 0.52991 | 2.9438 | 5.3226 | 1.829 | 0.85291 | 0 | 0.81803 | 1.0113 | 0 | 0.52991
2018-02-10 | 6 | 2 | Winter: Off-Peak |  | 19 | heating | 0.54077 | 1.0126 | 0.98855 | 0.54133 | 2.9438 | 5.4372 | 1.829 | 0.87129 | 0 | 0.74508 | 1.0113 | 0 | 0.54133
2018-02-10 | 6 | 3 | Winter: Off-Peak |  | 18 | heating | 0.55146 | 1.0289 | 0.98855 | 0.56089 | 2.905 | 5.5595 | 1.7642 | 0.9236 | 0 | 0.69159 | 1.0113 | 0 | 0.56089
2018-02-10 | 6 | 4 | Winter: Off-Peak |  | 14 | heating | 0.59425 | 1.0654 | 0.98855 | 0.62588 | 2.7335 | 5.8375 | 1.5011 | 1.1397 | 0 | 0.64739 | 1.0113 | 0 | 0.62588
2018-02-10 | 6 | 5 | Winter: Off-Peak |  | 10 | heating | 0.63703 | 1.1031 | 0.98855 | 0.69467 | 2.5948 | 6.1503 | 1.2546 | 1.4367 | 0 | 0.7214 | 1.0113 | 0 | 0.69467
2018-02-10 | 6 | 6 | Winter: Off-Peak |  | 12 | heating | 0.61564 | 1.1674 | 0.98855 | 0.71048 | 2.6647 | 6.4595 | 1.376 | 1.3758 | 0 | 0.87787 | 1.0113 | 0 | 0.71048
2018-02-10 | 6 | 7 | Winter: Off-Peak |  | 9 | heating | 0.64773 | 1.1567 | 0.98855 | 0.74066 | 2.5577 | 6.4637 | 1.1953 | 1.5849 | 0 | 0.97331 | 1.0113 | 0 | 0.74066
2018-02-10 | 6 | 8 | Winter: Off-Peak |  | 9 | heating | 0.64773 | 1.0887 | 0.98855 | 0.69713 | 2.5577 | 6.0838 | 1.1953 | 1.4918 | 0 | 0.9494 | 1.0113 | 0 | 0.69713
2018-02-10 | 6 | 9 | Winter: Off-Peak |  | 16 | heating | 0.57285 | 1.0265 | 0.98855 | 0.58131 | 2.8179 | 5.5891 | 1.6318 | 1.0039 | 0 | 0.84085 | 1.0113 | 0 | 0.58131
2018-02-10 | 6 | 10 | Winter: Off-Peak |  | 16 | heating | 0.57285 | 0.99414 | 0.98855 | 0.56297 | 2.8179 | 5.4129 | 1.6318 | 0.97222 | 0 | 0.74504 | 1.0113 | 0 | 0.56297
2018-02-10 | 6 | 11 | Winter: Off-Peak |  | 18 | heating | 0.55146 | 0.95102 | 0.98855 | 0.51845 | 2.905 | 5.1388 | 1.7642 | 0.85371 | 0 | 0.72851 | 1.0113 | 0 | 0.51845
2018-02-10 | 6 | 12 | Winter: Off-Peak |  | 18 | heating | 0.55146 | 0.92818 | 0.98855 | 0.50599 | 2.905 | 5.0153 | 1.7642 | 0.8332 | 0 | 0.75911 | 1.0113 | 0 | 0.50599
2018-02-10 | 6 | 13 | Winter: Off-Peak |  | 18 | heating | 0.55146 | 0.91574 | 0.98855 | 0.49921 | 2.905 | 4.9481 | 1.7642 | 0.82204 | 0 | 0.79116 | 1.0113 | 0 | 0.49921
2018-02-10 | 6 | 14 | Winter: Off-Peak |  | 19 | heating | 0.54077 | 0.92047 | 0.98855 | 0.49206 | 2.9438 | 4.9423 | 1.829 | 0.79199 | 0 | 0.84356 | 1.0113 | 0 | 0.49206
2018-02-10 | 6 | 15 | Winter: Off-Peak |  | 18 | heating | 0.55146 | 0.92938 | 0.98855 | 0.50665 | 2.905 | 5.0218 | 1.7642 | 0.83428 | 0 | 0.96593 | 1.0113 | 0 | 0.50665
2018-02-10 | 6 | 16 | Winter: Off-Peak |  | 18 | heating | 0.55146 | 0.95821 | 0.98855 | 0.52236 | 2.905 | 5.1776 | 1.7642 | 0.86016 | 0 | 1.1649 | 1.0113 | 0 | 0.52236
2018-02-10 | 6 | 17 | Winter: Off-Peak |  | 18 | heating | 0.55146 | 1.0003 | 0.98855 | 0.54532 | 2.905 | 5.4052 | 1.7642 | 0.89797 | 0 | 1.3522 | 1.0113 | 0 | 0.54532
2018-02-10 | 6 | 18 | Winter: Off-Peak |  | 16 | heating | 0.57285 | 0.99263 | 0.98855 | 0.56212 | 2.8179 | 5.4047 | 1.6318 | 0.97075 | 0 | 1.5599 | 1.0113 | 0 | 0.56212
2018-02-10 | 6 | 19 | Winter: Off-Peak |  | 16 | heating | 0.57285 | 0.98729 | 0.98855 | 0.55909 | 2.8179 | 5.3756 | 1.6318 | 0.96552 | 0 | 1.6764 | 1.0113 | 0 | 0.55909
2018-02-10 | 6 | 20 | Winter: Off-Peak |  | 16 | heating | 0.57285 | 0.98078 | 0.98855 | 0.55541 | 2.8179 | 5.3401 | 1.6318 | 0.95916 | 0 | 1.5244 | 1.0113 | 0 | 0.55541
2018-02-10 | 6 | 21 | Winter: Off-Peak |  | 14 | heating | 0.59425 | 0.96486 | 0.98855 | 0.5668 | 2.7335 | 5.2864 | 1.5011 | 1.0321 | 0 | 1.4449 | 1.0113 | 0 | 0.5668
2018-02-10 | 6 | 22 | Winter: Off-Peak |  | 12 | heating | 0.61564 | 0.93973 | 0.98855 | 0.5719 | 2.6647 | 5.1996 | 1.376 | 1.1075 | 0 | 1.2427 | 1.0113 | 0 | 0.5719
2018-02-10 | 6 | 23 | Winter: Off-Peak |  | 12 | heating | 0.61564 | 0.93552 | 0.98855 | 0.56934 | 2.6647 | 5.1764 | 1.376 | 1.1025 | 0 | 1.0298 | 1.0113 | 0 | 0.56934
2018-02-11 | 7 | 0 | Winter: Off-Peak |  | 10 | heating | 0.63703 | 0.96098 | 0.93761 | 0.57398 | 2.5948 | 5.0817 | 1.2546 | 1.1871 | 0 | 0.90669 | 1.0096 | 0 | 0.57398
2018-02-11 | 7 | 1 | Winter: Off-Peak |  | 5 | heating | 0.69051 | 0.99129 | 0.93761 | 0.64178 | 2.3844 | 5.2212 | 1.0472 | 1.4613 | 0 | 0.81803 | 1.0096 | 0 | 0.64178
2018-02-11 | 7 | 2 | Winter: Off-Peak |  | 10 | heating | 0.63703 | 1.0126 | 0.93761 | 0.60484 | 2.5948 | 5.3549 | 1.2546 | 1.2509 | 0 | 0.74508 | 1.0096 | 0 | 0.60484
2018-02-11 | 7 | 3 | Winter: Off-Peak |  | 10 | heating | 0.63703 | 1.0289 | 0.93761 | 0.61453 | 2.5948 | 5.4408 | 1.2546 | 1.271 | 0 | 0.69159 | 1.0096 | 0 | 0.61453
2018-02-11 | 7 | 4 | Winter: Off-Peak |  | 10 | heating | 0.63703 | 1.0654 | 0.93761 | 0.63637 | 2.5948 | 5.6341 | 1.2546 | 1.3161 | 0 | 0.64739 | 1.0096 | 0 | 0.63637
2018-02-11 | 7 | 5 | Winter: Off-Peak |  | 10 | heating | 0.63703 | 1.1031 | 0.93761 | 0.65887 | 2.5948 | 5.8333 | 1.2546 | 1.3627 | 0 | 0.7214 | 1.0096 | 0 | 0.65887
2018-02-11 | 7 | 6 | Winter: Off-Peak |  | 10 | heating | 0.63703 | 1.1674 | 0.93761 | 0.69728 | 2.5948 | 6.1734 | 1.2546 | 1.4421 | 0 | 0.87787 | 1.0096 | 0 | 0.69728
2018-02-11 | 7 | 7 | Winter: Off-Peak |  | 10 | heating | 0.63703 | 1.1567 | 0.93761 | 0.69089 | 2.5948 | 6.1168 | 1.2546 | 1.4289 | 0 | 0.97331 | 1.0096 | 0 | 0.69089
2018-02-11 | 7 | 8 | Winter: Off-Peak |  | 12 | heating | 0.61564 | 1.0887 | 0.93761 | 0.62845 | 2.6647 | 5.7137 | 1.376 | 1.217 | 0 | 0.9494 | 1.0096 | 0 | 0.62845
2018-02-11 | 7 | 9 | Winter: Off-Peak |  | 14 | heating | 0.59425 | 1.0265 | 0.93761 | 0.57194 | 2.7335 | 5.3344 | 1.5011 | 1.0415 | 0 | 0.84085 | 1.0096 | 0 | 0.57194
2018-02-11 | 7 | 10 | Winter: Off-Peak |  | 16 | heating | 0.57285 | 0.99414 | 0.93761 | 0.53396 | 2.8179 | 5.1339 | 1.6318 | 0.92212 | 0 | 0.74504 | 1.0096 | 0 | 0.53396
2018-02-11 | 7 | 11 | Winter: Off-Peak |  | 18 | heating | 0.55146 | 0.95102 | 0.93761 | 0.49173 | 2.905 | 4.874 | 1.7642 | 0.80972 | 0 | 0.72851 | 1.0096 | 0 | 0.49173
2018-02-11 | 7 | 12 | Winter: Off-Peak |  | 19 | heating | 0.54077 | 0.92818 | 0.93761 | 0.47061 | 2.9438 | 4.7269 | 1.829 | 0.75746 | 0 | 0.75911 | 1.0096 | 0 | 0.47061
2018-02-11 | 7 | 13 | Winter: Off-Peak |  | 19 | heating | 0.54077 | 0.91574 | 0.93761 | 0.4643 | 2.9438 | 4.6636 | 1.829 | 0.74731 | 0 | 0.79116 | 1.0096 | 0 | 0.4643
2018-02-11 | 7 | 14 | Winter: Off-Peak |  | 21 | heating | 0.51937 | 0.92047 | 0.93761 | 0.44824 | 3.0223 | 4.6223 | 1.9597 | 0.69129 | 0 | 0.84356 | 1.0096 | 0 | 0.44824
2018-02-11 | 7 | 15 | Winter: Off-Peak |  | 21 | heating | 0.51937 | 0.92938 | 0.93761 | 0.45258 | 3.0223 | 4.667 | 1.9597 | 0.69798 | 0 | 0.96593 | 1.0096 | 0 | 0.45258
2018-02-11 | 7 | 16 | Winter: Off-Peak |  | 19 | heating | 0.54077 | 0.95821 | 0.93761 | 0.48584 | 2.9438 | 4.8798 | 1.829 | 0.78197 | 0 | 1.1649 | 1.0096 | 0 | 0.48584
2018-02-11 | 7 | 17 | Winter: Off-Peak |  | 21 | heating | 0.51937 | 1.0003 | 0.93761 | 0.48713 | 3.0223 | 5.0233 | 1.9597 | 0.75126 | 0 | 1.3522 | 1.0096 | 0 | 0.48713
2018-02-11 | 7 | 18 | Winter: Off-Peak |  | 19 | heating | 0.54077 | 0.99263 | 0.93761 | 0.50329 | 2.9438 | 5.0552 | 1.829 | 0.81006 | 0 | 1.5599 | 1.0096 | 0 | 0.50329
2018-02-11 | 7 | 19 | Winter: Off-Peak |  | 16 | heating | 0.57285 | 0.98729 | 0.93761 | 0.53028 | 2.8179 | 5.0986 | 1.6318 | 0.91576 | 0 | 1.6764 | 1.0096 | 0 | 0.53028
2018-02-11 | 7 | 20 | Winter: Off-Peak |  | 14 | heating | 0.59425 | 0.98078 | 0.93761 | 0.54646 | 2.7335 | 5.0967 | 1.5011 | 0.99512 | 0 | 1.5244 | 1.0096 | 0 | 0.54646
2018-02-11 | 7 | 21 | Winter: Off-Peak |  | 10 | heating | 0.63703 | 0.96486 | 0.93761 | 0.57629 | 2.5948 | 5.1022 | 1.2546 | 1.1919 | 0 | 1.4449 | 1.0096 | 0 | 0.57629
2018-02-11 | 7 | 22 | Winter: Off-Peak |  | 9 | heating | 0.64773 | 0.93973 | 0.93761 | 0.57071 | 2.5577 | 4.9806 | 1.1953 | 1.2212 | 0 | 1.2427 | 1.0096 | 0 | 0.57071
2018-02-11 | 7 | 23 | Winter: Off-Peak |  | 9 | heating | 0.64773 | 0.93552 | 0.93761 | 0.56815 | 2.5577 | 4.9583 | 1.1953 | 1.2158 | 0 | 1.0298 | 1.0096 | 0 | 0.56815
2018-02-12 | 1 | 0 | Winter: Off-Peak |  | 10 | heating | 0.63703 | 0.96098 | 1.0177 | 0.62302 | 2.5948 | 5.5159 | 1.2546 | 1.2885 | 0 | 0.90669 | 0.9441 | 0 | 0.62302
2018-02-12 | 1 | 1 | Winter: Off-Peak |  | 10 | heating | 0.63703 | 0.99129 | 1.0177 | 0.64267 | 2.5948 | 5.6899 | 1.2546 | 1.3292 | 0 | 0.81803 | 0.9441 | 0 | 0.64267
2018-02-12 | 1 | 2 | Winter: Off-Peak |  | 10 | heating | 0.63703 | 1.0126 | 1.0177 | 0.65652 | 2.5948 | 5.8125 | 1.2546 | 1.3578 | 0 | 0.74508 | 0.9441 | 0 | 0.65652
2018-02-12 | 1 | 3 | Winter: Off-Peak |  | 12 | heating | 0.61564 | 1.0289 | 1.0177 | 0.64464 | 2.6647 | 5.861 | 1.376 | 1.2483 | 0 | 0.69159 | 0.9441 | 0 | 0.64464
2018-02-12 | 1 | 4 | Winter: Off-Peak |  | 12 | heating | 0.61564 | 1.0654 | 1.0177 | 0.66755 | 2.6647 | 6.0692 | 1.376 | 1.2927 | 0 | 0.64739 | 0.9441 | 0 | 0.66755
2018-02-12 | 1 | 5 | Winter: Off-Peak |  | 16 | heating | 0.57285 | 1.1031 | 1.0177 | 0.64313 | 2.8179 | 6.1835 | 1.6318 | 1.1106 | 0 | 0.7214 | 0.9441 | 0 | 0.64313
2018-02-12 | 1 | 6 | Winter: Off-Peak |  | 16 | heating | 0.57285 | 1.1674 | 1.0177 | 0.68062 | 2.8179 | 6.544 | 1.6318 | 1.1754 | 0 | 0.87787 | 0.9441 | 0 | 0.68062
2018-02-12 | 1 | 7 | Winter: On-Peak |  | 19 | heating | 0.54077 | 1.1567 | 1.0177 | 0.6366 | 2.9438 | 6.3942 | 1.829 | 1.0246 | 0 | 0.97331 | 0.9441 | 0 | 0.6366
2018-02-12 | 1 | 8 | Winter: On-Peak |  | 25 | heating | 0.47659 | 1.0887 | 1.0177 | 0.52808 | 3.0939 | 5.5747 | 2.1844 | 0.74797 | 0 | 0.9494 | 0.9441 | 0 | 0.52808
2018-02-12 | 1 | 9 | Winter: On-Peak |  | 27 | heating | 0.4552 | 1.0265 | 1.0177 | 0.47555 | 3.1144 | 5.0533 | 2.2875 | 0.64744 | 0 | 0.84085 | 0.9441 | 0 | 0.47555
2018-02-12 | 1 | 10 | Winter: On-Peak |  | 28 | heating | 0.4445 | 0.99414 | 1.0177 | 0.44973 | 3.0942 | 4.748 | 2.2833 | 0.60945 | 0 | 0.74504 | 0.9441 | 0 | 0.44973
2018-02-12 | 1 | 11 | Winter: On-Peak |  | 30 | heating | 0.42311 | 0.95102 | 1.0177 | 0.40952 | 3.0748 | 4.2963 | 2.334 | 0.5395 | 0 | 0.72851 | 0.9441 | 0 | 0.40952
2018-02-12 | 1 | 12 | Winter: On-Peak |  | 30 | heating | 0.42311 | 0.92818 | 1.0177 | 0.39968 | 3.0748 | 4.1931 | 2.334 | 0.52654 | 0 | 0.75911 | 0.9441 | 0 | 0.39968
2018-02-12 | 1 | 13 | Winter: On-Peak |  | 30 | heating | 0.42311 | 0.91574 | 1.0177 | 0.39433 | 3.0748 | 4.1369 | 2.334 | 0.51948 | 0 | 0.79116 | 0.9441 | 0 | 0.39433
2018-02-12 | 1 | 14 | Winter: On-Peak |  | 30 | heating | 0.42311 | 0.92047 | 1.0177 | 0.39637 | 3.0748 | 4.1583 | 2.334 | 0.52217 | 0 | 0.84356 | 0.9441 | 0 | 0.39637
2018-02-12 | 1 | 15 | Winter: On-Peak |  | 30 | heating | 0.42311 | 0.92938 | 1.0177 | 0.4002 | 3.0748 | 4.1985 | 2.334 | 0.52722 | 0 | 0.96593 | 0.9441 | 0 | 0.4002
2018-02-12 | 1 | 16 | Winter: On-Peak |  | 28 | heating | 0.4445 | 0.95821 | 1.0177 | 0.43348 | 3.0942 | 4.5764 | 2.2833 | 0.58742 | 0 | 1.1649 | 0.9441 | 0 | 0.43348
2018-02-12 | 1 | 17 | Winter: On-Peak |  | 27 | heating | 0.4552 | 1.0003 | 1.0177 | 0.46342 | 3.1144 | 4.9244 | 2.2875 | 0.63092 | 0 | 1.3522 | 0.9441 | 0 | 0.46342
2018-02-12 | 1 | 18 | Winter: On-Peak |  | 28 | heating | 0.4445 | 0.99263 | 1.0177 | 0.44905 | 3.0942 | 4.7408 | 2.2833 | 0.60852 | 0 | 1.5599 | 0.9441 | 0 | 0.44905
2018-02-12 | 1 | 19 | Winter: On-Peak |  | 27 | heating | 0.4552 | 0.98729 | 1.0177 | 0.45738 | 3.1144 | 4.8602 | 2.2875 | 0.6227 | 0 | 1.6764 | 0.9441 | 0 | 0.45738
2018-02-12 | 1 | 20 | Winter: On-Peak |  | 25 | heating | 0.47659 | 0.98078 | 1.0177 | 0.47572 | 3.0939 | 5.0219 | 2.1844 | 0.6738 | 0 | 1.5244 | 0.9441 | 0 | 0.47572
2018-02-12 | 1 | 21 | Winter: On-Peak |  | 23 | heating | 0.49798 | 0.96486 | 1.0177 | 0.489 | 3.0593 | 5.1043 | 2.0731 | 0.7216 | 0 | 1.4449 | 0.9441 | 0 | 0.489
2018-02-12 | 1 | 22 | Winter: On-Peak |  | 21 | heating | 0.51937 | 0.93973 | 1.0177 | 0.49672 | 3.0223 | 5.1222 | 1.9597 | 0.76605 | 0 | 1.2427 | 0.9441 | 0 | 0.49672
2018-02-12 | 1 | 23 | Winter: Off-Peak |  | 19 | heating | 0.54077 | 0.93552 | 1.0177 | 0.51487 | 2.9438 | 5.1714 | 1.829 | 0.82869 | 0 | 1.0298 | 0.9441 | 0 | 0.51487
2018-02-13 | 2 | 0 | Winter: Off-Peak |  | 19 | heating | 0.54077 | 0.96098 | 1.02 | 0.53004 | 2.9438 | 5.3238 | 1.829 | 0.85312 | 0 | 0.90669 | 0.83669 | 0 | 0.53004
2018-02-13 | 2 | 1 | Winter: Off-Peak |  | 19 | heating | 0.54077 | 0.99129 | 1.02 | 0.54676 | 2.9438 | 5.4917 | 1.829 | 0.88002 | 0 | 0.81803 | 0.83669 | 0 | 0.54676
2018-02-13 | 2 | 2 | Winter: Off-Peak |  | 18 | heating | 0.55146 | 1.0126 | 1.02 | 0.56958 | 2.905 | 5.6456 | 1.7642 | 0.93792 | 0 | 0.74508 | 0.83669 | 0 | 0.56958
2018-02-13 | 2 | 3 | Winter: Off-Peak |  | 18 | heating | 0.55146 | 1.0289 | 1.02 | 0.57872 | 2.905 | 5.7362 | 1.7642 | 0.95295 | 0 | 0.69159 | 0.83669 | 0 | 0.57872
2018-02-13 | 2 | 4 | Winter: Off-Peak |  | 19 | heating | 0.54077 | 1.0654 | 1.02 | 0.58766 | 2.9438 | 5.9025 | 1.829 | 0.94585 | 0 | 0.64739 | 0.83669 | 0 | 0.58766
2018-02-13 | 2 | 5 | Winter: Off-Peak |  | 16 | heating | 0.57285 | 1.1031 | 1.02 | 0.64454 | 2.8179 | 6.1971 | 1.6318 | 1.1131 | 0 | 0.7214 | 0.83669 | 0 | 0.64454
2018-02-13 | 2 | 6 | Winter: Off-Peak |  | 16 | heating | 0.57285 | 1.1674 | 1.02 | 0.68211 | 2.8179 | 6.5584 | 1.6318 | 1.178 | 0 | 0.87787 | 0.83669 | 0 | 0.68211
2018-02-13 | 2 | 7 | Winter: On-Peak |  | 16 | heating | 0.57285 | 1.1567 | 1.02 | 0.67586 | 2.8179 | 6.4983 | 1.6318 | 1.1672 | 0 | 0.97331 | 0.83669 | 0 | 0.67586
2018-02-13 | 2 | 8 | Winter: On-Peak |  | 19 | heating | 0.54077 | 1.0887 | 1.02 | 0.60051 | 2.9438 | 6.0316 | 1.829 | 0.96654 | 0 | 0.9494 | 0.83669 | 0 | 0.60051
2018-02-13 | 2 | 9 | Winter: On-Peak |  | 21 | heating | 0.51937 | 1.0265 | 1.02 | 0.54379 | 3.0223 | 5.6076 | 1.9597 | 0.83864 | 0 | 0.84085 | 0.83669 | 0 | 0.54379
2018-02-13 | 2 | 10 | Winter: On-Peak |  | 25 | heating | 0.47659 | 0.99414 | 1.02 | 0.48326 | 3.0939 | 5.1015 | 2.1844 | 0.68448 | 0 | 0.74504 | 0.83669 | 0 | 0.48326
2018-02-13 | 2 | 11 | Winter: On-Peak |  | 27 | heating | 0.4552 | 0.95102 | 1.02 | 0.44155 | 3.1144 | 4.692 | 2.2875 | 0.60115 | 0 | 0.72851 | 0.83669 | 0 | 0.44155
2018-02-13 | 2 | 12 | Winter: On-Peak |  | 28 | heating | 0.4445 | 0.92818 | 1.02 | 0.42081 | 3.0942 | 4.4427 | 2.2833 | 0.57026 | 0 | 0.75911 | 0.83669 | 0 | 0.42081
2018-02-13 | 2 | 13 | Winter: On-Peak |  | 30 | heating | 0.42311 | 0.91574 | 1.02 | 0.3952 | 3.0748 | 4.146 | 2.334 | 0.52062 | 0 | 0.79116 | 0.83669 | 0 | 0.3952
2018-02-13 | 2 | 14 | Winter: On-Peak |  | 30 | heating | 0.42311 | 0.92047 | 1.02 | 0.39724 | 3.0748 | 4.1675 | 2.334 | 0.52332 | 0 | 0.84356 | 0.83669 | 0 | 0.39724
2018-02-13 | 2 | 15 | Winter: On-Peak |  | 32 | heating | 0.40172 | 0.92938 | 1.02 | 0.3808 | 3.1004 | 4.0283 | 2.4523 | 0.48144 | 0 | 0.96593 | 0.83669 | 0 | 0.3808
2018-02-13 | 2 | 16 | Winter: On-Peak |  | 34 | heating | 0.38033 | 0.95821 | 1.02 | 0.37171 | 3.1618 | 4.01 | 2.5824 | 0.4551 | 0 | 1.1649 | 0.83669 | 0 | 0.37171
2018-02-13 | 2 | 17 | Winter: On-Peak |  | 34 | heating | 0.38033 | 1.0003 | 1.02 | 0.38805 | 3.1618 | 4.1862 | 2.5824 | 0.4751 | 0 | 1.3522 | 0.83669 | 0 | 0.38805
2018-02-13 | 2 | 18 | Winter: On-Peak |  | 32 | heating | 0.40172 | 0.99263 | 1.02 | 0.40672 | 3.1004 | 4.3025 | 2.4523 | 0.51421 | 0 | 1.5599 | 0.83669 | 0 | 0.40672
2018-02-13 | 2 | 19 | Winter: On-Peak |  | 34 | heating | 0.38033 | 0.98729 | 1.02 | 0.38299 | 3.1618 | 4.1317 | 2.5824 | 0.46891 | 0 | 1.6764 | 0.83669 | 0 | 0.38299
2018-02-13 | 2 | 20 | Winter: On-Peak |  | 36 | heating | 0.35894 | 0.98078 | 1.02 | 0.35907 | 3.2767 | 4.0144 | 2.7263 | 0.43156 | 0 | 1.5244 | 0.83669 | 0 | 0.35907
2018-02-13 | 2 | 21 | Winter: On-Peak |  | 39 | heating | 0.32685 | 0.96486 | 1.02 | 0.32166 | 3.4954 | 3.8362 | 2.9502 | 0.3811 | 0 | 1.4449 | 0.83669 | 0 | 0.32166
2018-02-13 | 2 | 22 | Winter: On-Peak |  | 41 | heating | 0.30546 | 0.93973 | 1.02 | 0.29278 | 3.629 | 3.6252 | 3.0928 | 0.34354 | 0 | 1.2427 | 0.83669 | 0 | 0.29278
2018-02-13 | 2 | 23 | Winter: Off-Peak |  | 43 | heating | 0.28407 | 0.93552 | 1.02 | 0.27105 | 3.737 | 3.4561 | 3.2279 | 0.31381 | 0 | 1.0298 | 0.83669 | 0 | 0.27105
2018-02-14 | 3 | 0 | Winter: Off-Peak |  | 41 | heating | 0.30546 | 0.96098 | 1.0263 | 0.30126 | 3.629 | 3.7302 | 3.0928 | 0.35349 | 0 | 0.90669 | 0.94211 | 0 | 0.30126
2018-02-14 | 3 | 1 | Winter: Off-Peak |  | 41 | heating | 0.30546 | 0.99129 | 1.0263 | 0.31076 | 3.629 | 3.8479 | 3.0928 | 0.36464 | 0 | 0.81803 | 0.94211 | 0 | 0.31076
2018-02-14 | 3 | 2 | Winter: Off-Peak |  | 39 | heating | 0.32685 | 1.0126 | 1.0263 | 0.33969 | 3.4954 | 4.0512 | 2.9502 | 0.40246 | 0 | 0.74508 | 0.94211 | 0 | 0.33969
2018-02-14 | 3 | 3 | Winter: Off-Peak |  | 37 | heating | 0.34824 | 1.0289 | 1.0263 | 0.36772 | 3.3551 | 4.2095 | 2.8034 | 0.44008 | 0 | 0.69159 | 0.94211 | 0 | 0.36772
2018-02-14 | 3 | 4 | Winter: Off-Peak |  | 39 | heating | 0.32685 | 1.0654 | 1.0263 | 0.3574 | 3.4954 | 4.2624 | 2.9502 | 0.42345 | 0 | 0.64739 | 0.94211 | 0 | 0.3574
2018-02-14 | 3 | 5 | Winter: Off-Peak |  | 37 | heating | 0.34824 | 1.1031 | 1.0263 | 0.39425 | 3.3551 | 4.5133 | 2.8034 | 0.47184 | 0 | 0.7214 | 0.94211 | 0 | 0.39425
2018-02-14 | 3 | 6 | Winter: Off-Peak |  | 39 | heating | 0.32685 | 1.1674 | 1.0263 | 0.39161 | 3.4954 | 4.6704 | 2.9502 | 0.46398 | 0 | 0.87787 | 0.94211 | 0 | 0.39161
2018-02-14 | 3 | 7 | Winter: On-Peak |  | 39 | heating | 0.32685 | 1.1567 | 1.0263 | 0.38802 | 3.4954 | 4.6276 | 2.9502 | 0.45972 | 0 | 0.97331 | 0.94211 | 0 | 0.38802
2018-02-14 | 3 | 8 | Winter: On-Peak |  | 46 | heating | 0.25198 | 1.0887 | 1.0263 | 0.28155 | 3.8708 | 3.7186 | 3.4229 | 0.3184 | 0 | 0.9494 | 0.94211 | 0 | 0.28155
2018-02-14 | 3 | 9 | Winter: On-Peak |  | 48 | heating | 0.23059 | 1.0265 | 1.0263 | 0.24293 | 3.9631 | 3.2848 | 3.5525 | 0.271 | 0 | 0.84085 | 0.94211 | 0 | 0.24293
2018-02-14 | 3 | 10 | Winter: On-Peak |  | 50 | heating | 0.20919 | 0.99414 | 1.0263 | 0.21344 | 4.0352 | 2.9386 | 3.6783 | 0.23414 | 0 | 0.74504 | 0.94211 | 0 | 0.21344
2018-02-14 | 3 | 11 | Winter: On-Peak |  | 48 | heating | 0.23059 | 0.95102 | 1.0263 | 0.22506 | 3.9631 | 3.0433 | 3.5525 | 0.25107 | 0 | 0.72851 | 0.94211 | 0 | 0.22506
2018-02-14 | 3 | 12 | Winter: On-Peak |  | 48 | heating | 0.23059 | 0.92818 | 1.0263 | 0.21965 | 3.9631 | 2.9702 | 3.5525 | 0.24504 | 0 | 0.75911 | 0.94211 | 0 | 0.21965
2018-02-14 | 3 | 13 | Winter: On-Peak |  | 48 | heating | 0.23059 | 0.91574 | 1.0263 | 0.21671 | 3.9631 | 2.9304 | 3.5525 | 0.24176 | 0 | 0.79116 | 0.94211 | 0 | 0.21671
2018-02-14 | 3 | 14 | Winter: On-Peak |  | 46 | heating | 0.25198 | 0.92047 | 1.0263 | 0.23804 | 3.8708 | 3.1439 | 3.4229 | 0.26919 | 0 | 0.84356 | 0.94211 | 0 | 0.23804
2018-02-14 | 3 | 15 | Winter: On-Peak |  | 43 | heating | 0.28407 | 0.92938 | 1.0263 | 0.27095 | 3.737 | 3.4548 | 3.2279 | 0.31368 | 0 | 0.96593 | 0.94211 | 0 | 0.27095
2018-02-14 | 3 | 16 | Winter: On-Peak |  | 43 | heating | 0.28407 | 0.95821 | 1.0263 | 0.27935 | 3.737 | 3.562 | 3.2279 | 0.32342 | 0 | 1.1649 | 0.94211 | 0 | 0.27935
2018-02-14 | 3 | 17 | Winter: On-Peak |  | 41 | heating | 0.30546 | 1.0003 | 1.0263 | 0.31359 | 3.629 | 3.883 | 3.0928 | 0.36797 | 0 | 1.3522 | 0.94211 | 0 | 0.31359
2018-02-14 | 3 | 18 | Winter: On-Peak |  | 39 | heating | 0.32685 | 0.99263 | 1.0263 | 0.33298 | 3.4954 | 3.9711 | 2.9502 | 0.39451 | 0 | 1.5599 | 0.94211 | 0 | 0.33298
2018-02-14 | 3 | 19 | Winter: On-Peak |  | 39 | heating | 0.32685 | 0.98729 | 1.0263 | 0.33118 | 3.4954 | 3.9497 | 2.9502 | 0.39238 | 0 | 1.6764 | 0.94211 | 0 | 0.33118
2018-02-14 | 3 | 20 | Winter: On-Peak |  | 28 | heating | 0.4445 | 0.98078 | 1.0263 | 0.44743 | 3.0942 | 4.7237 | 2.2833 | 0.60633 | 0 | 1.5244 | 0.94211 | 0 | 0.44743
2018-02-14 | 3 | 21 | Winter: On-Peak |  | 27 | heating | 0.4552 | 0.96486 | 1.0263 | 0.45076 | 3.1144 | 4.7898 | 2.2875 | 0.61368 | 0 | 1.4449 | 0.94211 | 0 | 0.45076
2018-02-14 | 3 | 22 | Winter: On-Peak |  | 25 | heating | 0.47659 | 0.93973 | 1.0263 | 0.45965 | 3.0939 | 4.8522 | 2.1844 | 0.65104 | 0 | 1.2427 | 0.94211 | 0 | 0.45965
2018-02-14 | 3 | 23 | Winter: Off-Peak |  | 21 | heating | 0.51937 | 0.93552 | 1.0263 | 0.49867 | 3.0223 | 5.1423 | 1.9597 | 0.76905 | 0 | 1.0298 | 0.94211 | 0 | 0.49867
2018-02-15 | 4 | 0 | Winter: Off-Peak |  | 19 | heating | 0.54077 | 0.96098 | 1.002 | 0.52073 | 2.9438 | 5.2303 | 1.829 | 0.83813 | 0 | 0.90669 | 1.0706 | 0 | 0.52073
2018-02-15 | 4 | 1 | Winter: Off-Peak |  | 21 | heating | 0.51937 | 0.99129 | 1.002 | 0.5159 | 3.0223 | 5.32 | 1.9597 | 0.79563 | 0 | 0.81803 | 1.0706 | 0 | 0.5159
2018-02-15 | 4 | 2 | Winter: Off-Peak |  | 19 | heating | 0.54077 | 1.0126 | 1.002 | 0.54872 | 2.9438 | 5.5115 | 1.829 | 0.88319 | 0 | 0.74508 | 1.0706 | 0 | 0.54872
2018-02-15 | 4 | 3 | Winter: Off-Peak |  | 18 | heating | 0.55146 | 1.0289 | 1.002 | 0.56855 | 2.905 | 5.6354 | 1.7642 | 0.93621 | 0 | 0.69159 | 1.0706 | 0 | 0.56855
2018-02-15 | 4 | 4 | Winter: Off-Peak |  | 16 | heating | 0.57285 | 1.0654 | 1.002 | 0.61159 | 2.8179 | 5.8803 | 1.6318 | 1.0562 | 0 | 0.64739 | 1.0706 | 0 | 0.61159
2018-02-15 | 4 | 5 | Winter: Off-Peak |  | 12 | heating | 0.61564 | 1.1031 | 1.002 | 0.68051 | 2.6647 | 6.1871 | 1.376 | 1.3178 | 0 | 0.7214 | 1.0706 | 0 | 0.68051
2018-02-15 | 4 | 6 | Winter: Off-Peak |  | 10 | heating | 0.63703 | 1.1674 | 1.002 | 0.7452 | 2.5948 | 6.5976 | 1.2546 | 1.5412 | 0 | 0.87787 | 1.0706 | 0 | 0.7452
2018-02-15 | 4 | 7 | Winter: On-Peak |  | 9 | heating | 0.64773 | 1.1567 | 1.002 | 0.75077 | 2.5577 | 6.552 | 1.1953 | 1.6066 | 0 | 0.97331 | 1.0706 | 0 | 0.75077
2018-02-15 | 4 | 8 | Winter: On-Peak |  | 9 | heating | 0.64773 | 1.0887 | 1.002 | 0.70664 | 2.5577 | 6.1669 | 1.1953 | 1.5121 | 0 | 0.9494 | 1.0706 | 0 | 0.70664
2018-02-15 | 4 | 9 | Winter: On-Peak |  | 9 | heating | 0.64773 | 1.0265 | 1.002 | 0.66626 | 2.5577 | 5.8144 | 1.1953 | 1.4257 | 0 | 0.84085 | 1.0706 | 0 | 0.66626
2018-02-15 | 4 | 10 | Winter: On-Peak |  | 9 | heating | 0.64773 | 0.99414 | 1.002 | 0.64524 | 2.5577 | 5.6311 | 1.1953 | 1.3807 | 0 | 0.74504 | 1.0706 | 0 | 0.64524
2018-02-15 | 4 | 11 | Winter: On-Peak |  | 9 | heating | 0.64773 | 0.95102 | 1.002 | 0.61726 | 2.5577 | 5.3868 | 1.1953 | 1.3209 | 0 | 0.72851 | 1.0706 | 0 | 0.61726
2018-02-15 | 4 | 12 | Winter: On-Peak |  | 10 | heating | 0.63703 | 0.92818 | 1.002 | 0.59248 | 2.5948 | 5.2456 | 1.2546 | 1.2254 | 0 | 0.75911 | 1.0706 | 0 | 0.59248
2018-02-15 | 4 | 13 | Winter: On-Peak |  | 10 | heating | 0.63703 | 0.91574 | 1.002 | 0.58455 | 2.5948 | 5.1753 | 1.2546 | 1.2089 | 0 | 0.79116 | 1.0706 | 0 | 0.58455
2018-02-15 | 4 | 14 | Winter: On-Peak |  | 12 | heating | 0.61564 | 0.92047 | 1.002 | 0.56784 | 2.6647 | 5.1627 | 1.376 | 1.0996 | 0 | 0.84356 | 1.0706 | 0 | 0.56784
2018-02-15 | 4 | 15 | Winter: On-Peak |  | 14 | heating | 0.59425 | 0.92938 | 1.002 | 0.55341 | 2.7335 | 5.1615 | 1.5011 | 1.0078 | 0 | 0.96593 | 1.0706 | 0 | 0.55341
2018-02-15 | 4 | 16 | Winter: On-Peak |  | 14 | heating | 0.59425 | 0.95821 | 1.002 | 0.57058 | 2.7335 | 5.3216 | 1.5011 | 1.039 | 0 | 1.1649 | 1.0706 | 0 | 0.57058
2018-02-15 | 4 | 17 | Winter: On-Peak |  | 12 | heating | 0.61564 | 1.0003 | 1.002 | 0.6171 | 2.6647 | 5.6105 | 1.376 | 1.195 | 0 | 1.3522 | 1.0706 | 0 | 0.6171
2018-02-15 | 4 | 18 | Winter: On-Peak |  | 10 | heating | 0.63703 | 0.99263 | 1.002 | 0.63363 | 2.5948 | 5.6098 | 1.2546 | 1.3105 | 0 | 1.5599 | 1.0706 | 0 | 0.63363
2018-02-15 | 4 | 19 | Winter: On-Peak |  | 9 | heating | 0.64773 | 0.98729 | 1.002 | 0.6408 | 2.5577 | 5.5922 | 1.1953 | 1.3712 | 0 | 1.6764 | 1.0706 | 0 | 0.6408
2018-02-15 | 4 | 20 | Winter: On-Peak |  | 7 | heating | 0.66912 | 0.98078 | 1.002 | 0.6576 | 2.48 | 5.5645 | 1.1216 | 1.454 | 0 | 1.5244 | 1.0706 | 0 | 0.6576
2018-02-15 | 4 | 21 | Winter: On-Peak |  | 5 | heating | 0.69051 | 0.96486 | 1.002 | 0.66761 | 2.3844 | 5.4312 | 1.0472 | 1.5201 | 0 | 1.4449 | 1.0706 | 0 | 0.66761
2018-02-15 | 4 | 22 | Winter: On-Peak |  | 3 | heating | 0.7119 | 0.93973 | 1.002 | 0.67036 | 2.2496 | 5.1455 | #N/A | 0 | 0 | 1.2427 | 1.0706 | 0 | 0.67036
2018-02-15 | 4 | 23 | Winter: Off-Peak |  | 3 | heating | 0.7119 | 0.93552 | 1.002 | 0.66736 | 2.2496 | 5.1225 | #N/A | 0 | 0 | 1.0298 | 1.0706 | 0 | 0.66736
2018-02-16 | 5 | 0 | Winter: Off-Peak |  | 3 | heating | 0.7119 | 0.96098 | 1.0078 | 0.68946 | 2.2496 | 5.2921 | #N/A | 0 | 0 | 0.90669 | 1.1856 | 0 | 0.68946
2018-02-16 | 5 | 1 | Winter: Off-Peak |  | 3 | heating | 0.7119 | 0.99129 | 1.0078 | 0.7112 | 2.2496 | 5.459 | #N/A | 0 | 0 | 0.81803 | 1.1856 | 0 | 0.7112
2018-02-16 | 5 | 2 | Winter: Off-Peak |  | 3 | heating | 0.7119 | 1.0126 | 1.0078 | 0.72653 | 2.2496 | 5.5766 | #N/A | 0 | 0 | 0.74508 | 1.1856 | 0 | 0.72653
2018-02-16 | 5 | 3 | Winter: Off-Peak |  | 1 | heating | 0.73329 | 1.0289 | 1.0078 | 0.76036 | 2.2891 | 5.9386 | #N/A | 0 | 0 | 0.69159 | 1.1856 | 0 | 0.76036
2018-02-16 | 5 | 4 | Winter: Off-Peak |  | 3 | heating | 0.7119 | 1.0654 | 1.0078 | 0.7644 | 2.2496 | 5.8673 | #N/A | 0 | 0 | 0.64739 | 1.1856 | 0 | 0.7644
2018-02-16 | 5 | 5 | Winter: Off-Peak |  | 3 | heating | 0.7119 | 1.1031 | 1.0078 | 0.79144 | 2.2496 | 6.0748 | #N/A | 0 | 0 | 0.7214 | 1.1856 | 0 | 0.79144
2018-02-16 | 5 | 6 | Winter: Off-Peak |  | 3 | heating | 0.7119 | 1.1674 | 1.0078 | 0.83757 | 2.2496 | 6.429 | #N/A | 0 | 0 | 0.87787 | 1.1856 | 0 | 0.83757
2018-02-16 | 5 | 7 | Winter: On-Peak |  | 7 | heating | 0.66912 | 1.1567 | 1.0078 | 0.78002 | 2.48 | 6.6004 | 1.1216 | 1.7247 | 0 | 0.97331 | 1.1856 | 0 | 0.78002
2018-02-16 | 5 | 8 | Winter: On-Peak |  | 7 | heating | 0.66912 | 1.0887 | 1.0078 | 0.73418 | 2.48 | 6.2125 | 1.1216 | 1.6234 | 0 | 0.9494 | 1.1856 | 0 | 0.73418
2018-02-16 | 5 | 9 | Winter: On-Peak |  | 14 | heating | 0.59425 | 1.0265 | 1.0078 | 0.61476 | 2.7335 | 5.7338 | 1.5011 | 1.1195 | 0 | 0.84085 | 1.1856 | 0 | 0.61476
2018-02-16 | 5 | 10 | Winter: On-Peak |  | 16 | heating | 0.57285 | 0.99414 | 1.0078 | 0.57394 | 2.8179 | 5.5183 | 1.6318 | 0.99115 | 0 | 0.74504 | 1.1856 | 0 | 0.57394
2018-02-16 | 5 | 11 | Winter: On-Peak |  | 19 | heating | 0.54077 | 0.95102 | 1.0078 | 0.51829 | 2.9438 | 5.2058 | 1.829 | 0.83421 | 0 | 0.72851 | 1.1856 | 0 | 0.51829
2018-02-16 | 5 | 12 | Winter: On-Peak |  | 25 | heating | 0.47659 | 0.92818 | 1.0078 | 0.44581 | 3.0939 | 4.7062 | 2.1844 | 0.63144 | 0 | 0.75911 | 1.1856 | 0 | 0.44581
2018-02-16 | 5 | 13 | Winter: On-Peak |  | 28 | heating | 0.4445 | 0.91574 | 1.0078 | 0.41023 | 3.0942 | 4.3309 | 2.2833 | 0.55591 | 0 | 0.79116 | 1.1856 | 0 | 0.41023
2018-02-16 | 5 | 14 | Winter: On-Peak |  | 30 | heating | 0.42311 | 0.92047 | 1.0078 | 0.3925 | 3.0748 | 4.1178 | 2.334 | 0.51708 | 0 | 0.84356 | 1.1856 | 0 | 0.3925
2018-02-16 | 5 | 15 | Winter: On-Peak |  | 30 | heating | 0.42311 | 0.92938 | 1.0078 | 0.3963 | 3.0748 | 4.1576 | 2.334 | 0.52208 | 0 | 0.96593 | 1.1856 | 0 | 0.3963
2018-02-16 | 5 | 16 | Winter: On-Peak |  | 32 | heating | 0.40172 | 0.95821 | 1.0078 | 0.38794 | 3.1004 | 4.1037 | 2.4523 | 0.49046 | 0 | 1.1649 | 1.1856 | 0 | 0.38794
2018-02-16 | 5 | 17 | Winter: On-Peak |  | 34 | heating | 0.38033 | 1.0003 | 1.0078 | 0.38342 | 3.1618 | 4.1363 | 2.5824 | 0.46943 | 0 | 1.3522 | 1.1856 | 0 | 0.38342
2018-02-16 | 5 | 18 | Winter: On-Peak |  | 36 | heating | 0.35894 | 0.99263 | 1.0078 | 0.35907 | 3.2767 | 4.0145 | 2.7263 | 0.43156 | 0 | 1.5599 | 1.1856 | 0 | 0.35907
2018-02-16 | 5 | 19 | Winter: On-Peak |  | 36 | heating | 0.35894 | 0.98729 | 1.0078 | 0.35714 | 3.2767 | 3.9929 | 2.7263 | 0.42924 | 0 | 1.6764 | 1.1856 | 0 | 0.35714
2018-02-16 | 5 | 20 | Winter: On-Peak |  | 36 | heating | 0.35894 | 0.98078 | 1.0078 | 0.35479 | 3.2767 | 3.9666 | 2.7263 | 0.42641 | 0 | 1.5244 | 1.1856 | 0 | 0.35479
2018-02-16 | 5 | 21 | Winter: On-Peak |  | 36 | heating | 0.35894 | 0.96486 | 1.0078 | 0.34903 | 3.2767 | 3.9022 | 2.7263 | 0.41949 | 0 | 1.4449 | 1.1856 | 0 | 0.34903
2018-02-16 | 5 | 22 | Winter: On-Peak |  | 37 | heating | 0.34824 | 0.93973 | 1.0078 | 0.3298 | 3.3551 | 3.7755 | 2.8034 | 0.3947 | 0 | 1.2427 | 1.1856 | 0 | 0.3298
2018-02-16 | 5 | 23 | Winter: Off-Peak |  | 37 | heating | 0.34824 | 0.93552 | 1.0078 | 0.32833 | 3.3551 | 3.7586 | 2.8034 | 0.39294 | 0 | 1.0298 | 1.1856 | 0 | 0.32833
2018-02-17 | 6 | 0 | Winter: Off-Peak |  | 39 | heating | 0.32685 | 0.96098 | 0.98855 | 0.3105 | 3.4954 | 3.7031 | 2.9502 | 0.36788 | 0 | 0.90669 | 1.0113 | 0 | 0.3105
2018-02-17 | 6 | 1 | Winter: Off-Peak |  | 39 | heating | 0.32685 | 0.99129 | 0.98855 | 0.32029 | 3.4954 | 3.8198 | 2.9502 | 0.37948 | 0 | 0.81803 | 1.0113 | 0 | 0.32029
2018-02-17 | 6 | 2 | Winter: Off-Peak |  | 37 | heating | 0.34824 | 1.0126 | 0.98855 | 0.34861 | 3.3551 | 3.9907 | 2.8034 | 0.41721 | 0 | 0.74508 | 1.0113 | 0 | 0.34861
2018-02-17 | 6 | 3 | Winter: Off-Peak |  | 36 | heating | 0.35894 | 1.0289 | 0.98855 | 0.36507 | 3.2767 | 4.0816 | 2.7263 | 0.43877 | 0 | 0.69159 | 1.0113 | 0 | 0.36507
2018-02-17 | 6 | 4 | Winter: Off-Peak |  | 34 | heating | 0.38033 | 1.0654 | 0.98855 | 0.40058 | 3.1618 | 4.3214 | 2.5824 | 0.49044 | 0 | 0.64739 | 1.0113 | 0 | 0.40058
2018-02-17 | 6 | 5 | Winter: Off-Peak |  | 28 | heating | 0.4445 | 1.1031 | 0.98855 | 0.48472 | 3.0942 | 5.1174 | 2.2833 | 0.65687 | 0 | 0.7214 | 1.0113 | 0 | 0.48472
2018-02-17 | 6 | 6 | Winter: Off-Peak |  | 27 | heating | 0.4552 | 1.1674 | 0.98855 | 0.52532 | 3.1144 | 5.5822 | 2.2875 | 0.7152 | 0 | 0.87787 | 1.0113 | 0 | 0.52532
2018-02-17 | 6 | 7 | Winter: Off-Peak |  | 28 | heating | 0.4445 | 1.1567 | 0.98855 | 0.50828 | 3.0942 | 5.3661 | 2.2833 | 0.68879 | 0 | 0.97331 | 1.0113 | 0 | 0.50828
2018-02-17 | 6 | 8 | Winter: Off-Peak |  | 27 | heating | 0.4552 | 1.0887 | 0.98855 | 0.48992 | 3.1144 | 5.2059 | 2.2875 | 0.667 | 0 | 0.9494 | 1.0113 | 0 | 0.48992
2018-02-17 | 6 | 9 | Winter: Off-Peak |  | 30 | heating | 0.42311 | 1.0265 | 0.98855 | 0.42936 | 3.0748 | 4.5044 | 2.334 | 0.56563 | 0 | 0.84085 | 1.0113 | 0 | 0.42936
2018-02-17 | 6 | 10 | Winter: Off-Peak |  | 37 | heating | 0.34824 | 0.99414 | 0.98855 | 0.34223 | 3.3551 | 3.9177 | 2.8034 | 0.40958 | 0 | 0.74504 | 1.0113 | 0 | 0.34223
2018-02-17 | 6 | 11 | Winter: Off-Peak |  | 45 | heating | 0.26267 | 0.95102 | 0.98855 | 0.24695 | 3.8226 | 3.2208 | 3.3575 | 0.28115 | 0 | 0.72851 | 1.0113 | 0 | 0.24695
2018-02-17 | 6 | 12 | Winter: Off-Peak |  | 48 | heating | 0.23059 | 0.92818 | 0.98855 | 0.21157 | 3.9631 | 2.8609 | 3.5525 | 0.23603 | 0 | 0.75911 | 1.0113 | 0 | 0.21157
2018-02-17 | 6 | 13 | Winter: Off-Peak |  | 52 | heating | 0.1878 | 0.91574 | 0.98855 | 0.17001 | 4.0951 | 2.3754 | 3.8021 | 0.18311 | 0 | 0.79116 | 1.0113 | 0 | 0.17001
2018-02-17 | 6 | 14 | Winter: Off-Peak |  | 52 | heating | 0.1878 | 0.92047 | 0.98855 | 0.17089 | 4.0951 | 2.3877 | 3.8021 | 0.18406 | 0 | 0.84356 | 1.0113 | 0 | 0.17089
2018-02-17 | 6 | 15 | Winter: Off-Peak |  | 54 | heating | 0.16641 | 0.92938 | 0.98855 | 0.15289 | 4.156 | 2.168 | 3.9259 | 0.16185 | 0 | 0.96593 | 1.0113 | 0 | 0.15289
2018-02-17 | 6 | 16 | Winter: Off-Peak |  | 52 | heating | 0.1878 | 0.95821 | 0.98855 | 0.17789 | 4.0951 | 2.4856 | 3.8021 | 0.1916 | 0 | 1.1649 | 1.0113 | 0 | 0.17789
2018-02-17 | 6 | 17 | Winter: Off-Peak |  | 43 | heating | 0.28407 | 1.0003 | 0.98855 | 0.2809 | 3.737 | 3.5817 | 3.2279 | 0.32521 | 0 | 1.3522 | 1.0113 | 0 | 0.2809
2018-02-17 | 6 | 18 | Winter: Off-Peak |  | 43 | heating | 0.28407 | 0.99263 | 0.98855 | 0.27874 | 3.737 | 3.5542 | 3.2279 | 0.32271 | 0 | 1.5599 | 1.0113 | 0 | 0.27874
2018-02-17 | 6 | 19 | Winter: Off-Peak |  | 43 | heating | 0.28407 | 0.98729 | 0.98855 | 0.27724 | 3.737 | 3.535 | 3.2279 | 0.32097 | 0 | 1.6764 | 1.0113 | 0 | 0.27724
2018-02-17 | 6 | 20 | Winter: Off-Peak |  | 41 | heating | 0.30546 | 0.98078 | 0.98855 | 0.29616 | 3.629 | 3.6671 | 3.0928 | 0.34751 | 0 | 1.5244 | 1.0113 | 0 | 0.29616
2018-02-17 | 6 | 21 | Winter: Off-Peak |  | 39 | heating | 0.32685 | 0.96486 | 0.98855 | 0.31175 | 3.4954 | 3.718 | 2.9502 | 0.36936 | 0 | 1.4449 | 1.0113 | 0 | 0.31175
2018-02-17 | 6 | 22 | Winter: Off-Peak |  | 37 | heating | 0.34824 | 0.93973 | 0.98855 | 0.3235 | 3.3551 | 3.7033 | 2.8034 | 0.38716 | 0 | 1.2427 | 1.0113 | 0 | 0.3235
2018-02-17 | 6 | 23 | Winter: Off-Peak |  | 39 | heating | 0.32685 | 0.93552 | 0.98855 | 0.30227 | 3.4954 | 3.605 | 2.9502 | 0.35813 | 0 | 1.0298 | 1.0113 | 0 | 0.30227
2018-02-18 | 7 | 0 | Winter: Off-Peak |  | 41 | heating | 0.30546 | 0.96098 | 0.93761 | 0.27522 | 3.629 | 3.4079 | 3.0928 | 0.32294 | 0 | 0.90669 | 1.0096 | 0 | 0.27522
2018-02-18 | 7 | 1 | Winter: Off-Peak |  | 43 | heating | 0.28407 | 0.99129 | 0.93761 | 0.26402 | 3.737 | 3.3665 | 3.2279 | 0.30566 | 0 | 0.81803 | 1.0096 | 0 | 0.26402
2018-02-18 | 7 | 2 | Winter: Off-Peak |  | 41 | heating | 0.30546 | 1.0126 | 0.93761 | 0.29002 | 3.629 | 3.5911 | 3.0928 | 0.34031 | 0 | 0.74508 | 1.0096 | 0 | 0.29002
2018-02-18 | 7 | 3 | Winter: Off-Peak |  | 45 | heating | 0.26267 | 1.0289 | 0.93761 | 0.2534 | 3.8226 | 3.3049 | 3.3575 | 0.2885 | 0 | 0.69159 | 1.0096 | 0 | 0.2534
2018-02-18 | 7 | 4 | Winter: Off-Peak |  | 46 | heating | 0.25198 | 1.0654 | 0.93761 | 0.25172 | 3.8708 | 3.3245 | 3.4229 | 0.28466 | 0 | 0.64739 | 1.0096 | 0 | 0.25172
2018-02-18 | 7 | 5 | Winter: Off-Peak |  | 45 | heating | 0.26267 | 1.1031 | 0.93761 | 0.27168 | 3.8226 | 3.5434 | 3.3575 | 0.30931 | 0 | 0.7214 | 1.0096 | 0 | 0.27168
2018-02-18 | 7 | 6 | Winter: Off-Peak |  | 41 | heating | 0.30546 | 1.1674 | 0.93761 | 0.33435 | 3.629 | 4.14 | 3.0928 | 0.39232 | 0 | 0.87787 | 1.0096 | 0 | 0.33435
2018-02-18 | 7 | 7 | Winter: Off-Peak |  | 46 | heating | 0.25198 | 1.1567 | 0.93761 | 0.27328 | 3.8708 | 3.6093 | 3.4229 | 0.30905 | 0 | 0.97331 | 1.0096 | 0 | 0.27328
2018-02-18 | 7 | 8 | Winter: Off-Peak |  | 52 | heating | 0.1878 | 1.0887 | 0.93761 | 0.19171 | 4.0951 | 2.6787 | 3.8021 | 0.20649 | 0 | 0.9494 | 1.0096 | 0 | 0.19171
2018-02-18 | 7 | 9 | Winter: Off-Peak |  | 50 | heating | 0.20919 | 1.0265 | 0.93761 | 0.20134 | 4.0352 | 2.7721 | 3.6783 | 0.22088 | 0 | 0.84085 | 1.0096 | 0 | 0.20134
2018-02-18 | 7 | 10 | Winter: Off-Peak |  | 46 | heating | 0.25198 | 0.99414 | 0.93761 | 0.23487 | 3.8708 | 3.102 | 3.4229 | 0.26561 | 0 | 0.74504 | 1.0096 | 0 | 0.23487
2018-02-18 | 7 | 11 | Winter: Off-Peak |  | 54 | heating | 0.16641 | 0.95102 | 0.93761 | 0.14839 | 4.156 | 2.1041 | 3.9259 | 0.15708 | 0 | 0.72851 | 1.0096 | 0 | 0.14839
2018-02-18 | 7 | 12 | Winter: Off-Peak |  | 54 | heating | 0.16641 | 0.92818 | 0.93761 | 0.14482 | 4.156 | 2.0536 | 3.9259 | 0.15331 | 0 | 0.75911 | 1.0096 | 0 | 0.14482
2018-02-18 | 7 | 13 | Winter: Off-Peak |  | 55 | heating | 0.15571 | 0.91574 | 0.93761 | 0.1337 | 4.1851 | 1.9091 | 3.9877 | 0.14032 | 0 | 0.79116 | 1.0096 | 0 | 0.1337
2018-02-18 | 7 | 14 | Winter: Off-Peak |  | 55 | heating | 0.15571 | 0.92047 | 0.93761 | 0.13439 | 4.1851 | 1.919 | 3.9877 | 0.14104 | 0 | 0.84356 | 1.0096 | 0 | 0.13439
2018-02-18 | 7 | 15 | Winter: Off-Peak |  | 55 | heating | 0.15571 | 0.92938 | 0.93761 | 0.13569 | 4.1851 | 1.9376 | 3.9877 | 0.14241 | 0 | 0.96593 | 1.0096 | 0 | 0.13569
2018-02-18 | 7 | 16 | Winter: Off-Peak |  | 55 | heating | 0.15571 | 0.95821 | 0.93761 | 0.1399 | 4.1851 | 1.9977 | 3.9877 | 0.14683 | 0 | 1.1649 | 1.0096 | 0 | 0.1399
2018-02-18 | 7 | 17 | Winter: Off-Peak |  | 54 | heating | 0.16641 | 1.0003 | 0.93761 | 0.15608 | 4.156 | 2.2132 | 3.9259 | 0.16523 | 0 | 1.3522 | 1.0096 | 0 | 0.15608
2018-02-18 | 7 | 18 | Winter: Off-Peak |  | 52 | heating | 0.1878 | 0.99263 | 0.93761 | 0.17479 | 4.0951 | 2.4422 | 3.8021 | 0.18826 | 0 | 1.5599 | 1.0096 | 0 | 0.17479
2018-02-18 | 7 | 19 | Winter: Off-Peak |  | 50 | heating | 0.20919 | 0.98729 | 0.93761 | 0.19365 | 4.0352 | 2.6662 | 3.6783 | 0.21243 | 0 | 1.6764 | 1.0096 | 0 | 0.19365
2018-02-18 | 7 | 20 | Winter: Off-Peak |  | 48 | heating | 0.23059 | 0.98078 | 0.93761 | 0.21204 | 3.9631 | 2.8673 | 3.5525 | 0.23655 | 0 | 1.5244 | 1.0096 | 0 | 0.21204
2018-02-18 | 7 | 21 | Winter: Off-Peak |  | 46 | heating | 0.25198 | 0.96486 | 0.93761 | 0.22795 | 3.8708 | 3.0107 | 3.4229 | 0.25779 | 0 | 1.4449 | 1.0096 | 0 | 0.22795
2018-02-18 | 7 | 22 | Winter: Off-Peak |  | 45 | heating | 0.26267 | 0.93973 | 0.93761 | 0.23144 | 3.8226 | 3.0186 | 3.3575 | 0.2635 | 0 | 1.2427 | 1.0096 | 0 | 0.23144
2018-02-18 | 7 | 23 | Winter: Off-Peak |  | 43 | heating | 0.28407 | 0.93552 | 0.93761 | 0.24917 | 3.737 | 3.1771 | 3.2279 | 0.28847 | 0 | 1.0298 | 1.0096 | 0 | 0.24917
2018-02-19 | 1 | 0 | Winter: Off-Peak |  | 43 | heating | 0.28407 | 0.96098 | 1.0177 | 0.27782 | 3.737 | 3.5424 | 3.2279 | 0.32164 | 0 | 0.90669 | 0.9441 | 0 | 0.27782
2018-02-19 | 1 | 1 | Winter: Off-Peak |  | 34 | heating | 0.38033 | 0.99129 | 1.0177 | 0.3837 | 3.1618 | 4.1393 | 2.5824 | 0.46977 | 0 | 0.81803 | 0.9441 | 0 | 0.3837
2018-02-19 | 1 | 2 | Winter: Off-Peak |  | 34 | heating | 0.38033 | 1.0126 | 1.0177 | 0.39196 | 3.1618 | 4.2285 | 2.5824 | 0.47989 | 0 | 0.74508 | 0.9441 | 0 | 0.39196
2018-02-19 | 1 | 3 | Winter: Off-Peak |  | 34 | heating | 0.38033 | 1.0289 | 1.0177 | 0.39825 | 3.1618 | 4.2963 | 2.5824 | 0.48759 | 0 | 0.69159 | 0.9441 | 0 | 0.39825
2018-02-19 | 1 | 4 | Winter: Off-Peak |  | 32 | heating | 0.40172 | 1.0654 | 1.0177 | 0.4356 | 3.1004 | 4.6079 | 2.4523 | 0.55071 | 0 | 0.64739 | 0.9441 | 0 | 0.4356
2018-02-19 | 1 | 5 | Winter: Off-Peak |  | 30 | heating | 0.42311 | 1.1031 | 1.0177 | 0.47502 | 3.0748 | 4.9834 | 2.334 | 0.62578 | 0 | 0.7214 | 0.9441 | 0 | 0.47502
2018-02-19 | 1 | 6 | Winter: Off-Peak |  | 27 | heating | 0.4552 | 1.1674 | 1.0177 | 0.54083 | 3.1144 | 5.7469 | 2.2875 | 0.73631 | 0 | 0.87787 | 0.9441 | 0 | 0.54083
2018-02-19 | 1 | 7 | Winter: On-Peak |  | 25 | heating | 0.47659 | 1.1567 | 1.0177 | 0.56106 | 3.0939 | 5.9228 | 2.1844 | 0.79467 | 0 | 0.97331 | 0.9441 | 0 | 0.56106
2018-02-19 | 1 | 8 | Winter: On-Peak |  | 25 | heating | 0.47659 | 1.0887 | 1.0177 | 0.52808 | 3.0939 | 5.5747 | 2.1844 | 0.74797 | 0 | 0.9494 | 0.9441 | 0 | 0.52808
2018-02-19 | 1 | 9 | Winter: On-Peak |  | 25 | heating | 0.47659 | 1.0265 | 1.0177 | 0.4979 | 3.0939 | 5.2561 | 2.1844 | 0.70522 | 0 | 0.84085 | 0.9441 | 0 | 0.4979
2018-02-19 | 1 | 10 | Winter: On-Peak |  | 25 | heating | 0.47659 | 0.99414 | 1.0177 | 0.4822 | 3.0939 | 5.0903 | 2.1844 | 0.68298 | 0 | 0.74504 | 0.9441 | 0 | 0.4822
2018-02-19 | 1 | 11 | Winter: On-Peak |  | 21 | heating | 0.51937 | 0.95102 | 1.0177 | 0.50269 | 3.0223 | 5.1838 | 1.9597 | 0.77526 | 0 | 0.72851 | 0.9441 | 0 | 0.50269
2018-02-19 | 1 | 12 | Winter: On-Peak |  | 23 | heating | 0.49798 | 0.92818 | 1.0177 | 0.47041 | 3.0593 | 4.9103 | 2.0731 | 0.69417 | 0 | 0.75911 | 0.9441 | 0 | 0.47041
2018-02-19 | 1 | 13 | Winter: On-Peak |  | 19 | heating | 0.54077 | 0.91574 | 1.0177 | 0.50398 | 2.9438 | 5.0621 | 1.829 | 0.81117 | 0 | 0.79116 | 0.9441 | 0 | 0.50398
2018-02-19 | 1 | 14 | Winter: On-Peak |  | 21 | heating | 0.51937 | 0.92047 | 1.0177 | 0.48655 | 3.0223 | 5.0173 | 1.9597 | 0.75036 | 0 | 0.84356 | 0.9441 | 0 | 0.48655
2018-02-19 | 1 | 15 | Winter: On-Peak |  | 18 | heating | 0.55146 | 0.92938 | 1.0177 | 0.5216 | 2.905 | 5.1701 | 1.7642 | 0.85891 | 0 | 0.96593 | 0.9441 | 0 | 0.5216
2018-02-19 | 1 | 16 | Winter: On-Peak |  | 16 | heating | 0.57285 | 0.95821 | 1.0177 | 0.55864 | 2.8179 | 5.3712 | 1.6318 | 0.96474 | 0 | 1.1649 | 0.9441 | 0 | 0.55864
2018-02-19 | 1 | 17 | Winter: On-Peak |  | 12 | heating | 0.61564 | 1.0003 | 1.0177 | 0.62675 | 2.6647 | 5.6983 | 1.376 | 1.2137 | 0 | 1.3522 | 0.9441 | 0 | 0.62675
2018-02-19 | 1 | 18 | Winter: On-Peak |  | 12 | heating | 0.61564 | 0.99263 | 1.0177 | 0.62194 | 2.6647 | 5.6545 | 1.376 | 1.2044 | 0 | 1.5599 | 0.9441 | 0 | 0.62194
2018-02-19 | 1 | 19 | Winter: On-Peak |  | 12 | heating | 0.61564 | 0.98729 | 1.0177 | 0.61858 | 2.6647 | 5.6241 | 1.376 | 1.1979 | 0 | 1.6764 | 0.9441 | 0 | 0.61858
2018-02-19 | 1 | 20 | Winter: On-Peak |  | 12 | heating | 0.61564 | 0.98078 | 1.0177 | 0.61451 | 2.6647 | 5.587 | 1.376 | 1.19 | 0 | 1.5244 | 0.9441 | 0 | 0.61451
2018-02-19 | 1 | 21 | Winter: On-Peak |  | 12 | heating | 0.61564 | 0.96486 | 1.0177 | 0.60453 | 2.6647 | 5.4963 | 1.376 | 1.1707 | 0 | 1.4449 | 0.9441 | 0 | 0.60453
2018-02-19 | 1 | 22 | Winter: On-Peak |  | 10 | heating | 0.63703 | 0.93973 | 1.0177 | 0.60924 | 2.5948 | 5.394 | 1.2546 | 1.26 | 0 | 1.2427 | 0.9441 | 0 | 0.60924
2018-02-19 | 1 | 23 | Winter: Off-Peak |  | 10 | heating | 0.63703 | 0.93552 | 1.0177 | 0.60652 | 2.5948 | 5.3698 | 1.2546 | 1.2544 | 0 | 1.0298 | 0.9441 | 0 | 0.60652
2018-02-20 | 2 | 0 | Winter: Off-Peak |  | 10 | heating | 0.63703 | 0.96098 | 1.02 | 0.62439 | 2.5948 | 5.5281 | 1.2546 | 1.2913 | 0 | 0.90669 | 0.83669 | 0 | 0.62439
2018-02-20 | 2 | 1 | Winter: Off-Peak |  | 10 | heating | 0.63703 | 0.99129 | 1.02 | 0.64409 | 2.5948 | 5.7024 | 1.2546 | 1.3321 | 0 | 0.81803 | 0.83669 | 0 | 0.64409
2018-02-20 | 2 | 2 | Winter: Off-Peak |  | 10 | heating | 0.63703 | 1.0126 | 1.02 | 0.65796 | 2.5948 | 5.8253 | 1.2546 | 1.3608 | 0 | 0.74508 | 0.83669 | 0 | 0.65796
2018-02-20 | 2 | 3 | Winter: Off-Peak |  | 10 | heating | 0.63703 | 1.0289 | 1.02 | 0.66851 | 2.5948 | 5.9187 | 1.2546 | 1.3826 | 0 | 0.69159 | 0.83669 | 0 | 0.66851
2018-02-20 | 2 | 4 | Winter: Off-Peak |  | 10 | heating | 0.63703 | 1.0654 | 1.02 | 0.69227 | 2.5948 | 6.129 | 1.2546 | 1.4317 | 0 | 0.64739 | 0.83669 | 0 | 0.69227
2018-02-20 | 2 | 5 | Winter: Off-Peak |  | 10 | heating | 0.63703 | 1.1031 | 1.02 | 0.71675 | 2.5948 | 6.3457 | 1.2546 | 1.4824 | 0 | 0.7214 | 0.83669 | 0 | 0.71675
2018-02-20 | 2 | 6 | Winter: Off-Peak |  | 9 | heating | 0.64773 | 1.1674 | 1.02 | 0.77126 | 2.5577 | 6.7308 | 1.1953 | 1.6504 | 0 | 0.87787 | 0.83669 | 0 | 0.77126
2018-02-20 | 2 | 7 | Winter: On-Peak |  | 9 | heating | 0.64773 | 1.1567 | 1.02 | 0.7642 | 2.5577 | 6.6692 | 1.1953 | 1.6353 | 0 | 0.97331 | 0.83669 | 0 | 0.7642
2018-02-20 | 2 | 8 | Winter: On-Peak |  | 10 | heating | 0.63703 | 1.0887 | 1.02 | 0.7074 | 2.5948 | 6.263 | 1.2546 | 1.463 | 0 | 0.9494 | 0.83669 | 0 | 0.7074
2018-02-20 | 2 | 9 | Winter: On-Peak |  | 10 | heating | 0.63703 | 1.0265 | 1.02 | 0.66698 | 2.5948 | 5.9051 | 1.2546 | 1.3794 | 0 | 0.84085 | 0.83669 | 0 | 0.66698
2018-02-20 | 2 | 10 | Winter: On-Peak |  | 12 | heating | 0.61564 | 0.99414 | 1.02 | 0.62425 | 2.6647 | 5.6755 | 1.376 | 1.2088 | 0 | 0.74504 | 0.83669 | 0 | 0.62425
2018-02-20 | 2 | 11 | Winter: On-Peak |  | 12 | heating | 0.61564 | 0.95102 | 1.02 | 0.59717 | 2.6647 | 5.4294 | 1.376 | 1.1564 | 0 | 0.72851 | 0.83669 | 0 | 0.59717
2018-02-20 | 2 | 12 | Winter: On-Peak |  | 14 | heating | 0.59425 | 0.92818 | 1.02 | 0.56258 | 2.7335 | 5.247 | 1.5011 | 1.0245 | 0 | 0.75911 | 0.83669 | 0 | 0.56258
2018-02-20 | 2 | 13 | Winter: On-Peak |  | 16 | heating | 0.57285 | 0.91574 | 1.02 | 0.53506 | 2.8179 | 5.1445 | 1.6318 | 0.92401 | 0 | 0.79116 | 0.83669 | 0 | 0.53506
2018-02-20 | 2 | 14 | Winter: On-Peak |  | 18 | heating | 0.55146 | 0.92047 | 1.02 | 0.51774 | 2.905 | 5.1318 | 1.7642 | 0.85255 | 0 | 0.84356 | 0.83669 | 0 | 0.51774
2018-02-20 | 2 | 15 | Winter: On-Peak |  | 19 | heating | 0.54077 | 0.92938 | 1.02 | 0.51261 | 2.9438 | 5.1488 | 1.829 | 0.82506 | 0 | 0.96593 | 0.83669 | 0 | 0.51261
2018-02-20 | 2 | 16 | Winter: On-Peak |  | 19 | heating | 0.54077 | 0.95821 | 1.02 | 0.52851 | 2.9438 | 5.3085 | 1.829 | 0.85066 | 0 | 1.1649 | 0.83669 | 0 | 0.52851
2018-02-20 | 2 | 17 | Winter: On-Peak |  | 19 | heating | 0.54077 | 1.0003 | 1.02 | 0.55174 | 2.9438 | 5.5418 | 1.829 | 0.88805 | 0 | 1.3522 | 0.83669 | 0 | 0.55174
2018-02-20 | 2 | 18 | Winter: On-Peak |  | 19 | heating | 0.54077 | 0.99263 | 1.02 | 0.5475 | 2.9438 | 5.4992 | 1.829 | 0.88122 | 0 | 1.5599 | 0.83669 | 0 | 0.5475
2018-02-20 | 2 | 19 | Winter: On-Peak |  | 18 | heating | 0.55146 | 0.98729 | 1.02 | 0.55532 | 2.905 | 5.5043 | 1.7642 | 0.91443 | 0 | 1.6764 | 0.83669 | 0 | 0.55532
2018-02-20 | 2 | 20 | Winter: On-Peak |  | 16 | heating | 0.57285 | 0.98078 | 1.02 | 0.57306 | 2.8179 | 5.5099 | 1.6318 | 0.98964 | 0 | 1.5244 | 0.83669 | 0 | 0.57306
2018-02-20 | 2 | 21 | Winter: On-Peak |  | 16 | heating | 0.57285 | 0.96486 | 1.02 | 0.56376 | 2.8179 | 5.4204 | 1.6318 | 0.97357 | 0 | 1.4449 | 0.83669 | 0 | 0.56376
2018-02-20 | 2 | 22 | Winter: On-Peak |  | 14 | heating | 0.59425 | 0.93973 | 1.02 | 0.56958 | 2.7335 | 5.3123 | 1.5011 | 1.0372 | 0 | 1.2427 | 0.83669 | 0 | 0.56958
2018-02-20 | 2 | 23 | Winter: Off-Peak |  | 16 | heating | 0.57285 | 0.93552 | 1.02 | 0.54662 | 2.8179 | 5.2556 | 1.6318 | 0.94397 | 0 | 1.0298 | 0.83669 | 0 | 0.54662
2018-02-21 | 3 | 0 | Winter: Off-Peak |  | 16 | heating | 0.57285 | 0.96098 | 1.0263 | 0.56498 | 2.8179 | 5.4322 | 1.6318 | 0.97568 | 0 | 0.90669 | 0.94211 | 0 | 0.56498
2018-02-21 | 3 | 1 | Winter: Off-Peak |  | 14 | heating | 0.59425 | 0.99129 | 1.0263 | 0.60456 | 2.7335 | 5.6386 | 1.5011 | 1.1009 | 0 | 0.81803 | 0.94211 | 0 | 0.60456
2018-02-21 | 3 | 2 | Winter: Off-Peak |  | 14 | heating | 0.59425 | 1.0126 | 1.0263 | 0.61759 | 2.7335 | 5.7601 | 1.5011 | 1.1246 | 0 | 0.74508 | 0.94211 | 0 | 0.61759
2018-02-21 | 3 | 3 | Winter: Off-Peak |  | 14 | heating | 0.59425 | 1.0289 | 1.0263 | 0.62749 | 2.7335 | 5.8525 | 1.5011 | 1.1427 | 0 | 0.69159 | 0.94211 | 0 | 0.62749
2018-02-21 | 3 | 4 | Winter: Off-Peak |  | 12 | heating | 0.61564 | 1.0654 | 1.0263 | 0.67318 | 2.6647 | 6.1204 | 1.376 | 1.3036 | 0 | 0.64739 | 0.94211 | 0 | 0.67318
2018-02-21 | 3 | 5 | Winter: Off-Peak |  | 12 | heating | 0.61564 | 1.1031 | 1.0263 | 0.69698 | 2.6647 | 6.3368 | 1.376 | 1.3497 | 0 | 0.7214 | 0.94211 | 0 | 0.69698
2018-02-21 | 3 | 6 | Winter: Off-Peak |  | 12 | heating | 0.61564 | 1.1674 | 1.0263 | 0.73761 | 2.6647 | 6.7062 | 1.376 | 1.4284 | 0 | 0.87787 | 0.94211 | 0 | 0.73761
2018-02-21 | 3 | 7 | Winter: On-Peak |  | 12 | heating | 0.61564 | 1.1567 | 1.0263 | 0.73085 | 2.6647 | 6.6448 | 1.376 | 1.4153 | 0 | 0.97331 | 0.94211 | 0 | 0.73085
2018-02-21 | 3 | 8 | Winter: On-Peak |  | 12 | heating | 0.61564 | 1.0887 | 1.0263 | 0.6879 | 2.6647 | 6.2542 | 1.376 | 1.3321 | 0 | 0.9494 | 0.94211 | 0 | 0.6879
2018-02-21 | 3 | 9 | Winter: On-Peak |  | 14 | heating | 0.59425 | 1.0265 | 1.0263 | 0.62605 | 2.7335 | 5.839 | 1.5011 | 1.14 | 0 | 0.84085 | 0.94211 | 0 | 0.62605
2018-02-21 | 3 | 10 | Winter: On-Peak |  | 14 | heating | 0.59425 | 0.99414 | 1.0263 | 0.6063 | 2.7335 | 5.6548 | 1.5011 | 1.1041 | 0 | 0.74504 | 0.94211 | 0 | 0.6063
2018-02-21 | 3 | 11 | Winter: On-Peak |  | 16 | heating | 0.57285 | 0.95102 | 1.0263 | 0.55913 | 2.8179 | 5.3759 | 1.6318 | 0.96557 | 0 | 0.72851 | 0.94211 | 0 | 0.55913
2018-02-21 | 3 | 12 | Winter: On-Peak |  | 16 | heating | 0.57285 | 0.92818 | 1.0263 | 0.54569 | 2.8179 | 5.2467 | 1.6318 | 0.94238 | 0 | 0.75911 | 0.94211 | 0 | 0.54569
2018-02-21 | 3 | 13 | Winter: On-Peak |  | 16 | heating | 0.57285 | 0.91574 | 1.0263 | 0.53838 | 2.8179 | 5.1764 | 1.6318 | 0.92975 | 0 | 0.79116 | 0.94211 | 0 | 0.53838
2018-02-21 | 3 | 14 | Winter: On-Peak |  | 16 | heating | 0.57285 | 0.92047 | 1.0263 | 0.54117 | 2.8179 | 5.2032 | 1.6318 | 0.93456 | 0 | 0.84356 | 0.94211 | 0 | 0.54117
2018-02-21 | 3 | 15 | Winter: On-Peak |  | 16 | heating | 0.57285 | 0.92938 | 1.0263 | 0.5464 | 2.8179 | 5.2535 | 1.6318 | 0.9436 | 0 | 0.96593 | 0.94211 | 0 | 0.5464
2018-02-21 | 3 | 16 | Winter: On-Peak |  | 14 | heating | 0.59425 | 0.95821 | 1.0263 | 0.58439 | 2.7335 | 5.4505 | 1.5011 | 1.0642 | 0 | 1.1649 | 0.94211 | 0 | 0.58439
2018-02-21 | 3 | 17 | Winter: On-Peak |  | 12 | heating | 0.61564 | 1.0003 | 1.0263 | 0.63204 | 2.6647 | 5.7463 | 1.376 | 1.2239 | 0 | 1.3522 | 0.94211 | 0 | 0.63204
2018-02-21 | 3 | 18 | Winter: On-Peak |  | 10 | heating | 0.63703 | 0.99263 | 1.0263 | 0.64897 | 2.5948 | 5.7457 | 1.2546 | 1.3422 | 0 | 1.5599 | 0.94211 | 0 | 0.64897
2018-02-21 | 3 | 19 | Winter: On-Peak |  | 10 | heating | 0.63703 | 0.98729 | 1.0263 | 0.64547 | 2.5948 | 5.7147 | 1.2546 | 1.3349 | 0 | 1.6764 | 0.94211 | 0 | 0.64547
2018-02-21 | 3 | 20 | Winter: On-Peak |  | 9 | heating | 0.64773 | 0.98078 | 1.0263 | 0.65199 | 2.5577 | 5.6899 | 1.1953 | 1.3952 | 0 | 1.5244 | 0.94211 | 0 | 0.65199
2018-02-21 | 3 | 21 | Winter: On-Peak |  | 9 | heating | 0.64773 | 0.96486 | 1.0263 | 0.6414 | 2.5577 | 5.5975 | 1.1953 | 1.3725 | 0 | 1.4449 | 0.94211 | 0 | 0.6414
2018-02-21 | 3 | 22 | Winter: On-Peak |  | 9 | heating | 0.64773 | 0.93973 | 1.0263 | 0.62469 | 2.5577 | 5.4517 | 1.1953 | 1.3368 | 0 | 1.2427 | 0.94211 | 0 | 0.62469
2018-02-21 | 3 | 23 | Winter: Off-Peak |  | 7 | heating | 0.66912 | 0.93552 | 1.0263 | 0.64244 | 2.48 | 5.4362 | 1.1216 | 1.4205 | 0 | 1.0298 | 0.94211 | 0 | 0.64244
2018-02-22 | 4 | 0 | Winter: Off-Peak |  | 7 | heating | 0.66912 | 0.96098 | 1.002 | 0.64432 | 2.48 | 5.4522 | 1.1216 | 1.4247 | 0 | 0.90669 | 1.0706 | 0 | 0.64432
2018-02-22 | 4 | 1 | Winter: Off-Peak |  | 7 | heating | 0.66912 | 0.99129 | 1.002 | 0.66464 | 2.48 | 5.6241 | 1.1216 | 1.4696 | 0 | 0.81803 | 1.0706 | 0 | 0.66464
2018-02-22 | 4 | 2 | Winter: Off-Peak |  | 5 | heating | 0.69051 | 1.0126 | 1.002 | 0.70067 | 2.3844 | 5.7002 | 1.0472 | 1.5953 | 0 | 0.74508 | 1.0706 | 0 | 0.70067
2018-02-22 | 4 | 3 | Winter: Off-Peak |  | 1 | heating | 0.73329 | 1.0289 | 1.002 | 0.75601 | 2.2891 | 5.9046 | #N/A | 0 | 0 | 0.69159 | 1.0706 | 0 | 0.75601
2018-02-22 | 4 | 4 | Winter: Off-Peak |  | 3 | heating | 0.7119 | 1.0654 | 1.002 | 0.76004 | 2.2496 | 5.8338 | #N/A | 0 | 0 | 0.64739 | 1.0706 | 0 | 0.76004
2018-02-22 | 4 | 5 | Winter: Off-Peak |  | 1 | heating | 0.73329 | 1.1031 | 1.002 | 0.81056 | 2.2891 | 6.3307 | #N/A | 0 | 0 | 0.7214 | 1.0706 | 0 | 0.81056
2018-02-22 | 4 | 6 | Winter: Off-Peak |  | 0 | heating | 0.74399 | 1.1674 | 1.002 | 0.87032 | 2.2465 | 6.6712 | #N/A | 0 | 0 | 0.87787 | 1.0706 | 0 | 0.87032
2018-02-22 | 4 | 7 | Winter: On-Peak |  | 0 | heating | 0.74399 | 1.1567 | 1.002 | 0.86235 | 2.2465 | 6.6101 | #N/A | 0 | 0 | 0.97331 | 1.0706 | 0 | 0.86235
2018-02-22 | 4 | 8 | Winter: On-Peak |  | 3 | heating | 0.7119 | 1.0887 | 1.002 | 0.77666 | 2.2496 | 5.9614 | #N/A | 0 | 0 | 0.9494 | 1.0706 | 0 | 0.77666
2018-02-22 | 4 | 9 | Winter: On-Peak |  | 7 | heating | 0.66912 | 1.0265 | 1.002 | 0.68826 | 2.48 | 5.824 | 1.1216 | 1.5218 | 0 | 0.84085 | 1.0706 | 0 | 0.68826
2018-02-22 | 4 | 10 | Winter: On-Peak |  | 9 | heating | 0.64773 | 0.99414 | 1.002 | 0.64524 | 2.5577 | 5.6311 | 1.1953 | 1.3807 | 0 | 0.74504 | 1.0706 | 0 | 0.64524
2018-02-22 | 4 | 11 | Winter: On-Peak |  | 12 | heating | 0.61564 | 0.95102 | 1.002 | 0.58668 | 2.6647 | 5.334 | 1.376 | 1.1361 | 0 | 0.72851 | 1.0706 | 0 | 0.58668
2018-02-22 | 4 | 12 | Winter: On-Peak |  | 12 | heating | 0.61564 | 0.92818 | 1.002 | 0.57259 | 2.6647 | 5.2059 | 1.376 | 1.1088 | 0 | 0.75911 | 1.0706 | 0 | 0.57259
2018-02-22 | 4 | 13 | Winter: On-Peak |  | 14 | heating | 0.59425 | 0.91574 | 1.002 | 0.54529 | 2.7335 | 5.0858 | 1.5011 | 0.99298 | 0 | 0.79116 | 1.0706 | 0 | 0.54529
2018-02-22 | 4 | 14 | Winter: On-Peak |  | 16 | heating | 0.57285 | 0.92047 | 1.002 | 0.52838 | 2.8179 | 5.0802 | 1.6318 | 0.91247 | 0 | 0.84356 | 1.0706 | 0 | 0.52838
2018-02-22 | 4 | 15 | Winter: On-Peak |  | 19 | heating | 0.54077 | 0.92938 | 1.002 | 0.5036 | 2.9438 | 5.0583 | 1.829 | 0.81057 | 0 | 0.96593 | 1.0706 | 0 | 0.5036
2018-02-22 | 4 | 16 | Winter: On-Peak |  | 19 | heating | 0.54077 | 0.95821 | 1.002 | 0.51923 | 2.9438 | 5.2152 | 1.829 | 0.83571 | 0 | 1.1649 | 1.0706 | 0 | 0.51923
2018-02-22 | 4 | 17 | Winter: On-Peak |  | 18 | heating | 0.55146 | 1.0003 | 1.002 | 0.55277 | 2.905 | 5.479 | 1.7642 | 0.91023 | 0 | 1.3522 | 1.0706 | 0 | 0.55277
2018-02-22 | 4 | 18 | Winter: On-Peak |  | 16 | heating | 0.57285 | 0.99263 | 1.002 | 0.5698 | 2.8179 | 5.4785 | 1.6318 | 0.984 | 0 | 1.5599 | 1.0706 | 0 | 0.5698
2018-02-22 | 4 | 19 | Winter: On-Peak |  | 12 | heating | 0.61564 | 0.98729 | 1.002 | 0.60905 | 2.6647 | 5.5374 | 1.376 | 1.1794 | 0 | 1.6764 | 1.0706 | 0 | 0.60905
2018-02-22 | 4 | 20 | Winter: On-Peak |  | 10 | heating | 0.63703 | 0.98078 | 1.002 | 0.62607 | 2.5948 | 5.5429 | 1.2546 | 1.2948 | 0 | 1.5244 | 1.0706 | 0 | 0.62607
2018-02-22 | 4 | 21 | Winter: On-Peak |  | 9 | heating | 0.64773 | 0.96486 | 1.002 | 0.62624 | 2.5577 | 5.4652 | 1.1953 | 1.3401 | 0 | 1.4449 | 1.0706 | 0 | 0.62624
2018-02-22 | 4 | 22 | Winter: On-Peak |  | 7 | heating | 0.66912 | 0.93973 | 1.002 | 0.63007 | 2.48 | 5.3316 | 1.1216 | 1.3932 | 0 | 1.2427 | 1.0706 | 0 | 0.63007
2018-02-22 | 4 | 23 | Winter: Off-Peak |  | 5 | heating | 0.69051 | 0.93552 | 1.002 | 0.64731 | 2.3844 | 5.2661 | 1.0472 | 1.4738 | 0 | 1.0298 | 1.0706 | 0 | 0.64731
2018-02-23 | 5 | 0 | Winter: Off-Peak |  | 3 | heating | 0.7119 | 0.96098 | 1.0078 | 0.68946 | 2.2496 | 5.2921 | #N/A | 0 | 0 | 0.90669 | 1.1856 | 0 | 0.68946
2018-02-23 | 5 | 1 | Winter: Off-Peak |  | 1 | heating | 0.73329 | 0.99129 | 1.0078 | 0.73257 | 2.2891 | 5.7216 | #N/A | 0 | 0 | 0.81803 | 1.1856 | 0 | 0.73257
2018-02-23 | 5 | 2 | Winter: Off-Peak |  | 0 | heating | 0.74399 | 1.0126 | 1.0078 | 0.75927 | 2.2465 | 5.82 | #N/A | 0 | 0 | 0.74508 | 1.1856 | 0 | 0.75927
2018-02-23 | 5 | 3 | Winter: Off-Peak |  | -2 | heating | 0.76538 | 1.0289 | 1.0078 | 0.79363 | 2.1604 | 5.8502 | #N/A | 0 | 0 | 0.69159 | 1.1856 | 0 | 0.79363
2018-02-23 | 5 | 4 | Winter: Off-Peak |  | -2 | heating | 0.76538 | 1.0654 | 1.0078 | 0.82183 | 2.1604 | 6.0581 | #N/A | 0 | 0 | 0.64739 | 1.1856 | 0 | 0.82183
2018-02-23 | 5 | 5 | Winter: Off-Peak |  | -2 | heating | 0.76538 | 1.1031 | 1.0078 | 0.85089 | 2.1604 | 6.2723 | #N/A | 0 | 0 | 0.7214 | 1.1856 | 0 | 0.85089
2018-02-23 | 5 | 6 | Winter: Off-Peak |  | -2 | heating | 0.76538 | 1.1674 | 1.0078 | 0.90049 | 2.1604 | 6.6379 | #N/A | 0 | 0 | 0.87787 | 1.1856 | 0 | 0.90049
2018-02-23 | 5 | 7 | Winter: On-Peak |  | -4 | heating | 0.78677 | 1.1567 | 1.0078 | 0.91718 | 2.0846 | 6.5234 | #N/A | 0 | 0 | 0.97331 | 1.1856 | 0 | 0.91718
2018-02-23 | 5 | 8 | Winter: On-Peak |  | 3 | heating | 0.7119 | 1.0887 | 1.0078 | 0.78112 | 2.2496 | 5.9957 | #N/A | 0 | 0 | 0.9494 | 1.1856 | 0 | 0.78112
2018-02-23 | 5 | 9 | Winter: On-Peak |  | 10 | heating | 0.63703 | 1.0265 | 1.0078 | 0.65902 | 2.5948 | 5.8347 | 1.2546 | 1.363 | 0 | 0.84085 | 1.1856 | 0 | 0.65902
2018-02-23 | 5 | 10 | Winter: On-Peak |  | 16 | heating | 0.57285 | 0.99414 | 1.0078 | 0.57394 | 2.8179 | 5.5183 | 1.6318 | 0.99115 | 0 | 0.74504 | 1.1856 | 0 | 0.57394
2018-02-23 | 5 | 11 | Winter: On-Peak |  | 19 | heating | 0.54077 | 0.95102 | 1.0078 | 0.51829 | 2.9438 | 5.2058 | 1.829 | 0.83421 | 0 | 0.72851 | 1.1856 | 0 | 0.51829
2018-02-23 | 5 | 12 | Winter: On-Peak |  | 21 | heating | 0.51937 | 0.92818 | 1.0078 | 0.48583 | 3.0223 | 5.0099 | 1.9597 | 0.74926 | 0 | 0.75911 | 1.1856 | 0 | 0.48583
2018-02-23 | 5 | 13 | Winter: On-Peak |  | 25 | heating | 0.47659 | 0.91574 | 1.0078 | 0.43984 | 3.0939 | 4.6431 | 2.1844 | 0.62298 | 0 | 0.79116 | 1.1856 | 0 | 0.43984
2018-02-23 | 5 | 14 | Winter: On-Peak |  | 27 | heating | 0.4552 | 0.92047 | 1.0078 | 0.42227 | 3.1144 | 4.4871 | 2.2875 | 0.5749 | 0 | 0.84356 | 1.1856 | 0 | 0.42227
2018-02-23 | 5 | 15 | Winter: On-Peak |  | 27 | heating | 0.4552 | 0.92938 | 1.0078 | 0.42635 | 3.1144 | 4.5305 | 2.2875 | 0.58046 | 0 | 0.96593 | 1.1856 | 0 | 0.42635
2018-02-23 | 5 | 16 | Winter: On-Peak |  | 27 | heating | 0.4552 | 0.95821 | 1.0078 | 0.43958 | 3.1144 | 4.6711 | 2.2875 | 0.59847 | 0 | 1.1649 | 1.1856 | 0 | 0.43958
2018-02-23 | 5 | 17 | Winter: On-Peak |  | 27 | heating | 0.4552 | 1.0003 | 1.0078 | 0.4589 | 3.1144 | 4.8764 | 2.2875 | 0.62477 | 0 | 1.3522 | 1.1856 | 0 | 0.4589
2018-02-23 | 5 | 18 | Winter: On-Peak |  | 23 | heating | 0.49798 | 0.99263 | 1.0078 | 0.49817 | 3.0593 | 5.2001 | 2.0731 | 0.73514 | 0 | 1.5599 | 1.1856 | 0 | 0.49817
2018-02-23 | 5 | 19 | Winter: On-Peak |  | 19 | heating | 0.54077 | 0.98729 | 1.0078 | 0.53806 | 2.9438 | 5.4043 | 1.829 | 0.86602 | 0 | 1.6764 | 1.1856 | 0 | 0.53806
2018-02-23 | 5 | 20 | Winter: On-Peak |  | 16 | heating | 0.57285 | 0.98078 | 1.0078 | 0.56623 | 2.8179 | 5.4442 | 1.6318 | 0.97784 | 0 | 1.5244 | 1.1856 | 0 | 0.56623
2018-02-23 | 5 | 21 | Winter: On-Peak |  | 16 | heating | 0.57285 | 0.96486 | 1.0078 | 0.55704 | 2.8179 | 5.3558 | 1.6318 | 0.96196 | 0 | 1.4449 | 1.1856 | 0 | 0.55704
2018-02-23 | 5 | 22 | Winter: On-Peak |  | 12 | heating | 0.61564 | 0.93973 | 1.0078 | 0.58304 | 2.6647 | 5.3009 | 1.376 | 1.1291 | 0 | 1.2427 | 1.1856 | 0 | 0.58304
2018-02-23 | 5 | 23 | Winter: Off-Peak |  | 10 | heating | 0.63703 | 0.93552 | 1.0078 | 0.6006 | 2.5948 | 5.3175 | 1.2546 | 1.2421 | 0 | 1.0298 | 1.1856 | 0 | 0.6006
2018-02-24 | 6 | 0 | Winter: Off-Peak |  | 10 | heating | 0.63703 | 0.96098 | 0.98855 | 0.60516 | 2.5948 | 5.3578 | 1.2546 | 1.2516 | 0 | 0.90669 | 1.0113 | 0 | 0.60516
2018-02-24 | 6 | 1 | Winter: Off-Peak |  | 9 | heating | 0.64773 | 0.99129 | 0.98855 | 0.63473 | 2.5577 | 5.5393 | 1.1953 | 1.3582 | 0 | 0.81803 | 1.0113 | 0 | 0.63473
2018-02-24 | 6 | 2 | Winter: Off-Peak |  | 7 | heating | 0.66912 | 1.0126 | 0.98855 | 0.66982 | 2.48 | 5.6679 | 1.1216 | 1.4811 | 0 | 0.74508 | 1.0113 | 0 | 0.66982
2018-02-24 | 6 | 3 | Winter: Off-Peak |  | 7 | heating | 0.66912 | 1.0289 | 0.98855 | 0.68056 | 2.48 | 5.7588 | 1.1216 | 1.5048 | 0 | 0.69159 | 1.0113 | 0 | 0.68056
2018-02-24 | 6 | 4 | Winter: Off-Peak |  | 9 | heating | 0.64773 | 1.0654 | 0.98855 | 0.68221 | 2.5577 | 5.9536 | 1.1953 | 1.4598 | 0 | 0.64739 | 1.0113 | 0 | 0.68221
2018-02-24 | 6 | 5 | Winter: Off-Peak |  | 9 | heating | 0.64773 | 1.1031 | 0.98855 | 0.70633 | 2.5577 | 6.1642 | 1.1953 | 1.5115 | 0 | 0.7214 | 1.0113 | 0 | 0.70633
2018-02-24 | 6 | 6 | Winter: Off-Peak |  | 9 | heating | 0.64773 | 1.1674 | 0.98855 | 0.74751 | 2.5577 | 6.5235 | 1.1953 | 1.5996 | 0 | 0.87787 | 1.0113 | 0 | 0.74751
2018-02-24 | 6 | 7 | Winter: Off-Peak |  | 7 | heating | 0.66912 | 1.1567 | 0.98855 | 0.76512 | 2.48 | 6.4743 | 1.1216 | 1.6918 | 0 | 0.97331 | 1.0113 | 0 | 0.76512
2018-02-24 | 6 | 8 | Winter: Off-Peak |  | 10 | heating | 0.63703 | 1.0887 | 0.98855 | 0.68561 | 2.5948 | 6.0701 | 1.2546 | 1.418 | 0 | 0.9494 | 1.0113 | 0 | 0.68561
2018-02-24 | 6 | 9 | Winter: Off-Peak |  | 19 | heating | 0.54077 | 1.0265 | 0.98855 | 0.54875 | 2.9438 | 5.5117 | 1.829 | 0.88323 | 0 | 0.84085 | 1.0113 | 0 | 0.54875
2018-02-24 | 6 | 10 | Winter: Off-Peak |  | 30 | heating | 0.42311 | 0.99414 | 0.98855 | 0.41581 | 3.0748 | 4.3623 | 2.334 | 0.54779 | 0 | 0.74504 | 1.0113 | 0 | 0.41581
2018-02-24 | 6 | 11 | Winter: Off-Peak |  | 36 | heating | 0.35894 | 0.95102 | 0.98855 | 0.33745 | 3.2767 | 3.7727 | 2.7263 | 0.40557 | 0 | 0.72851 | 1.0113 | 0 | 0.33745
2018-02-24 | 6 | 12 | Winter: Off-Peak |  | 37 | heating | 0.34824 | 0.92818 | 0.98855 | 0.31953 | 3.3551 | 3.6578 | 2.8034 | 0.3824 | 0 | 0.75911 | 1.0113 | 0 | 0.31953
2018-02-24 | 6 | 13 | Winter: Off-Peak |  | 37 | heating | 0.34824 | 0.91574 | 0.98855 | 0.31524 | 3.3551 | 3.6088 | 2.8034 | 0.37728 | 0 | 0.79116 | 1.0113 | 0 | 0.31524
2018-02-24 | 6 | 14 | Winter: Off-Peak |  | 39 | heating | 0.32685 | 0.92047 | 0.98855 | 0.29741 | 3.4954 | 3.547 | 2.9502 | 0.35237 | 0 | 0.84356 | 1.0113 | 0 | 0.29741
2018-02-24 | 6 | 15 | Winter: Off-Peak |  | 39 | heating | 0.32685 | 0.92938 | 0.98855 | 0.30029 | 3.4954 | 3.5813 | 2.9502 | 0.35578 | 0 | 0.96593 | 1.0113 | 0 | 0.30029
2018-02-24 | 6 | 16 | Winter: Off-Peak |  | 39 | heating | 0.32685 | 0.95821 | 0.98855 | 0.3096 | 3.4954 | 3.6924 | 2.9502 | 0.36682 | 0 | 1.1649 | 1.0113 | 0 | 0.3096
2018-02-24 | 6 | 17 | Winter: Off-Peak |  | 37 | heating | 0.34824 | 1.0003 | 0.98855 | 0.34436 | 3.3551 | 3.9421 | 2.8034 | 0.41213 | 0 | 1.3522 | 1.0113 | 0 | 0.34436
2018-02-24 | 6 | 18 | Winter: Off-Peak |  | 36 | heating | 0.35894 | 0.99263 | 0.98855 | 0.35221 | 3.2767 | 3.9378 | 2.7263 | 0.42332 | 0 | 1.5599 | 1.0113 | 0 | 0.35221
2018-02-24 | 6 | 19 | Winter: Off-Peak |  | 36 | heating | 0.35894 | 0.98729 | 0.98855 | 0.35031 | 3.2767 | 3.9166 | 2.7263 | 0.42104 | 0 | 1.6764 | 1.0113 | 0 | 0.35031
2018-02-24 | 6 | 20 | Winter: Off-Peak |  | 34 | heating | 0.38033 | 0.98078 | 0.98855 | 0.36875 | 3.1618 | 3.978 | 2.5824 | 0.45147 | 0 | 1.5244 | 1.0113 | 0 | 0.36875
2018-02-24 | 6 | 21 | Winter: Off-Peak |  | 34 | heating | 0.38033 | 0.96486 | 0.98855 | 0.36276 | 3.1618 | 3.9134 | 2.5824 | 0.44414 | 0 | 1.4449 | 1.0113 | 0 | 0.36276
2018-02-24 | 6 | 22 | Winter: Off-Peak |  | 37 | heating | 0.34824 | 0.93973 | 0.98855 | 0.3235 | 3.3551 | 3.7033 | 2.8034 | 0.38716 | 0 | 1.2427 | 1.0113 | 0 | 0.3235
2018-02-24 | 6 | 23 | Winter: Off-Peak |  | 37 | heating | 0.34824 | 0.93552 | 0.98855 | 0.32205 | 3.3551 | 3.6867 | 2.8034 | 0.38543 | 0 | 1.0298 | 1.0113 | 0 | 0.32205
2018-02-25 | 7 | 0 | Winter: Off-Peak |  | 36 | heating | 0.35894 | 0.96098 | 0.93761 | 0.32341 | 3.2767 | 3.6158 | 2.7263 | 0.3887 | 0 | 0.90669 | 1.0096 | 0 | 0.32341
2018-02-25 | 7 | 1 | Winter: Off-Peak |  | 36 | heating | 0.35894 | 0.99129 | 0.93761 | 0.33361 | 3.2767 | 3.7298 | 2.7263 | 0.40096 | 0 | 0.81803 | 1.0096 | 0 | 0.33361
2018-02-25 | 7 | 2 | Winter: Off-Peak |  | 34 | heating | 0.38033 | 1.0126 | 0.93761 | 0.36111 | 3.1618 | 3.8956 | 2.5824 | 0.44212 | 0 | 0.74508 | 1.0096 | 0 | 0.36111
2018-02-25 | 7 | 3 | Winter: Off-Peak |  | 34 | heating | 0.38033 | 1.0289 | 0.93761 | 0.3669 | 3.1618 | 3.9581 | 2.5824 | 0.4492 | 0 | 0.69159 | 1.0096 | 0 | 0.3669
2018-02-25 | 7 | 4 | Winter: Off-Peak |  | 32 | heating | 0.40172 | 1.0654 | 0.93761 | 0.4013 | 3.1004 | 4.2452 | 2.4523 | 0.50736 | 0 | 0.64739 | 1.0096 | 0 | 0.4013
2018-02-25 | 7 | 5 | Winter: Off-Peak |  | 32 | heating | 0.40172 | 1.1031 | 0.93761 | 0.4155 | 3.1004 | 4.3953 | 2.4523 | 0.5253 | 0 | 0.7214 | 1.0096 | 0 | 0.4155
2018-02-25 | 7 | 6 | Winter: Off-Peak |  | 32 | heating | 0.40172 | 1.1674 | 0.93761 | 0.43972 | 3.1004 | 4.6515 | 2.4523 | 0.55592 | 0 | 0.87787 | 1.0096 | 0 | 0.43972
2018-02-25 | 7 | 7 | Winter: Off-Peak |  | 28 | heating | 0.4445 | 1.1567 | 0.93761 | 0.48209 | 3.0942 | 5.0895 | 2.2833 | 0.65329 | 0 | 0.97331 | 1.0096 | 0 | 0.48209
2018-02-25 | 7 | 8 | Winter: Off-Peak |  | 30 | heating | 0.42311 | 1.0887 | 0.93761 | 0.43192 | 3.0748 | 4.5313 | 2.334 | 0.569 | 0 | 0.9494 | 1.0096 | 0 | 0.43192
2018-02-25 | 7 | 9 | Winter: Off-Peak |  | 30 | heating | 0.42311 | 1.0265 | 0.93761 | 0.40723 | 3.0748 | 4.2723 | 2.334 | 0.53648 | 0 | 0.84085 | 1.0096 | 0 | 0.40723
2018-02-25 | 7 | 10 | Winter: Off-Peak |  | 28 | heating | 0.4445 | 0.99414 | 0.93761 | 0.41433 | 3.0942 | 4.3742 | 2.2833 | 0.56147 | 0 | 0.74504 | 1.0096 | 0 | 0.41433
2018-02-25 | 7 | 11 | Winter: Off-Peak |  | 28 | heating | 0.4445 | 0.95102 | 0.93761 | 0.39636 | 3.0942 | 4.1845 | 2.2833 | 0.53712 | 0 | 0.72851 | 1.0096 | 0 | 0.39636
2018-02-25 | 7 | 12 | Winter: Off-Peak |  | 28 | heating | 0.4445 | 0.92818 | 0.93761 | 0.38684 | 3.0942 | 4.0839 | 2.2833 | 0.52421 | 0 | 0.75911 | 1.0096 | 0 | 0.38684
2018-02-25 | 7 | 13 | Winter: Off-Peak |  | 28 | heating | 0.4445 | 0.91574 | 0.93761 | 0.38165 | 3.0942 | 4.0292 | 2.2833 | 0.51719 | 0 | 0.79116 | 1.0096 | 0 | 0.38165
2018-02-25 | 7 | 14 | Winter: Off-Peak |  | 28 | heating | 0.4445 | 0.92047 | 0.93761 | 0.38363 | 3.0942 | 4.0501 | 2.2833 | 0.51987 | 0 | 0.84356 | 1.0096 | 0 | 0.38363
2018-02-25 | 7 | 15 | Winter: Off-Peak |  | 27 | heating | 0.4552 | 0.92938 | 0.93761 | 0.39666 | 3.1144 | 4.215 | 2.2875 | 0.54003 | 0 | 0.96593 | 1.0096 | 0 | 0.39666
2018-02-25 | 7 | 16 | Winter: Off-Peak |  | 27 | heating | 0.4552 | 0.95821 | 0.93761 | 0.40896 | 3.1144 | 4.3457 | 2.2875 | 0.55678 | 0 | 1.1649 | 1.0096 | 0 | 0.40896
2018-02-25 | 7 | 17 | Winter: Off-Peak |  | 25 | heating | 0.47659 | 1.0003 | 0.93761 | 0.447 | 3.0939 | 4.7188 | 2.1844 | 0.63313 | 0 | 1.3522 | 1.0096 | 0 | 0.447
2018-02-25 | 7 | 18 | Winter: Off-Peak |  | 25 | heating | 0.47659 | 0.99263 | 0.93761 | 0.44356 | 3.0939 | 4.6825 | 2.1844 | 0.62826 | 0 | 1.5599 | 1.0096 | 0 | 0.44356
2018-02-25 | 7 | 19 | Winter: Off-Peak |  | 25 | heating | 0.47659 | 0.98729 | 0.93761 | 0.44117 | 3.0939 | 4.6572 | 2.1844 | 0.62488 | 0 | 1.6764 | 1.0096 | 0 | 0.44117
2018-02-25 | 7 | 20 | Winter: Off-Peak |  | 23 | heating | 0.49798 | 0.98078 | 0.93761 | 0.45794 | 3.0593 | 4.7801 | 2.0731 | 0.67577 | 0 | 1.5244 | 1.0096 | 0 | 0.45794
2018-02-25 | 7 | 21 | Winter: Off-Peak |  | 23 | heating | 0.49798 | 0.96486 | 0.93761 | 0.4505 | 3.0593 | 4.7025 | 2.0731 | 0.6648 | 0 | 1.4449 | 1.0096 | 0 | 0.4505
2018-02-25 | 7 | 22 | Winter: Off-Peak |  | 23 | heating | 0.49798 | 0.93973 | 0.93761 | 0.43877 | 3.0593 | 4.58 | 2.0731 | 0.64748 | 0 | 1.2427 | 1.0096 | 0 | 0.43877
2018-02-25 | 7 | 23 | Winter: Off-Peak |  | 25 | heating | 0.47659 | 0.93552 | 0.93761 | 0.41804 | 3.0939 | 4.4131 | 2.1844 | 0.59211 | 0 | 1.0298 | 1.0096 | 0 | 0.41804
2018-02-26 | 1 | 0 | Winter: Off-Peak |  | 25 | heating | 0.47659 | 0.96098 | 1.0177 | 0.46611 | 3.0939 | 4.9205 | 2.1844 | 0.6602 | 0 | 0.90669 | 0.9441 | 0 | 0.46611
2018-02-26 | 1 | 1 | Winter: Off-Peak |  | 25 | heating | 0.47659 | 0.99129 | 1.0177 | 0.48081 | 3.0939 | 5.0757 | 2.1844 | 0.68102 | 0 | 0.81803 | 0.9441 | 0 | 0.48081
2018-02-26 | 1 | 2 | Winter: Off-Peak |  | 21 | heating | 0.51937 | 1.0126 | 1.0177 | 0.53526 | 3.0223 | 5.5197 | 1.9597 | 0.8255 | 0 | 0.74508 | 0.9441 | 0 | 0.53526
2018-02-26 | 1 | 3 | Winter: Off-Peak |  | 21 | heating | 0.51937 | 1.0289 | 1.0177 | 0.54385 | 3.0223 | 5.6082 | 1.9597 | 0.83873 | 0 | 0.69159 | 0.9441 | 0 | 0.54385
2018-02-26 | 1 | 4 | Winter: Off-Peak |  | 18 | heating | 0.55146 | 1.0654 | 1.0177 | 0.59796 | 2.905 | 5.9269 | 1.7642 | 0.98465 | 0 | 0.64739 | 0.9441 | 0 | 0.59796
2018-02-26 | 1 | 5 | Winter: Off-Peak |  | 16 | heating | 0.57285 | 1.1031 | 1.0177 | 0.64313 | 2.8179 | 6.1835 | 1.6318 | 1.1106 | 0 | 0.7214 | 0.9441 | 0 | 0.64313
2018-02-26 | 1 | 6 | Winter: Off-Peak |  | 16 | heating | 0.57285 | 1.1674 | 1.0177 | 0.68062 | 2.8179 | 6.544 | 1.6318 | 1.1754 | 0 | 0.87787 | 0.9441 | 0 | 0.68062
2018-02-26 | 1 | 7 | Winter: On-Peak |  | 16 | heating | 0.57285 | 1.1567 | 1.0177 | 0.67438 | 2.8179 | 6.484 | 1.6318 | 1.1646 | 0 | 0.97331 | 0.9441 | 0 | 0.67438
2018-02-26 | 1 | 8 | Winter: On-Peak |  | 16 | heating | 0.57285 | 1.0887 | 1.0177 | 0.63474 | 2.8179 | 6.1029 | 1.6318 | 1.0962 | 0 | 0.9494 | 0.9441 | 0 | 0.63474
2018-02-26 | 1 | 9 | Winter: On-Peak |  | 16 | heating | 0.57285 | 1.0265 | 1.0177 | 0.59847 | 2.8179 | 5.7541 | 1.6318 | 1.0335 | 0 | 0.84085 | 0.9441 | 0 | 0.59847
2018-02-26 | 1 | 10 | Winter: On-Peak |  | 18 | heating | 0.55146 | 0.99414 | 1.0177 | 0.55795 | 2.905 | 5.5303 | 1.7642 | 0.91876 | 0 | 0.74504 | 0.9441 | 0 | 0.55795
2018-02-26 | 1 | 11 | Winter: On-Peak |  | 19 | heating | 0.54077 | 0.95102 | 1.0177 | 0.5234 | 2.9438 | 5.2571 | 1.829 | 0.84242 | 0 | 0.72851 | 0.9441 | 0 | 0.5234
2018-02-26 | 1 | 12 | Winter: On-Peak |  | 21 | heating | 0.51937 | 0.92818 | 1.0177 | 0.49062 | 3.0223 | 5.0592 | 1.9597 | 0.75664 | 0 | 0.75911 | 0.9441 | 0 | 0.49062
2018-02-26 | 1 | 13 | Winter: On-Peak |  | 25 | heating | 0.47659 | 0.91574 | 1.0177 | 0.44417 | 3.0939 | 4.6889 | 2.1844 | 0.62912 | 0 | 0.79116 | 0.9441 | 0 | 0.44417
2018-02-26 | 1 | 14 | Winter: On-Peak |  | 27 | heating | 0.4552 | 0.92047 | 1.0177 | 0.42643 | 3.1144 | 4.5313 | 2.2875 | 0.58056 | 0 | 0.84356 | 0.9441 | 0 | 0.42643
2018-02-26 | 1 | 15 | Winter: On-Peak |  | 27 | heating | 0.4552 | 0.92938 | 1.0177 | 0.43055 | 3.1144 | 4.5751 | 2.2875 | 0.58618 | 0 | 0.96593 | 0.9441 | 0 | 0.43055
2018-02-26 | 1 | 16 | Winter: On-Peak |  | 28 | heating | 0.4445 | 0.95821 | 1.0177 | 0.43348 | 3.0942 | 4.5764 | 2.2833 | 0.58742 | 0 | 1.1649 | 0.9441 | 0 | 0.43348
2018-02-26 | 1 | 17 | Winter: On-Peak |  | 28 | heating | 0.4445 | 1.0003 | 1.0177 | 0.45253 | 3.0942 | 4.7775 | 2.2833 | 0.61324 | 0 | 1.3522 | 0.9441 | 0 | 0.45253
2018-02-26 | 1 | 18 | Winter: On-Peak |  | 27 | heating | 0.4552 | 0.99263 | 1.0177 | 0.45986 | 3.1144 | 4.8865 | 2.2875 | 0.62607 | 0 | 1.5599 | 0.9441 | 0 | 0.45986
2018-02-26 | 1 | 19 | Winter: On-Peak |  | 25 | heating | 0.47659 | 0.98729 | 1.0177 | 0.47887 | 3.0939 | 5.0552 | 2.1844 | 0.67827 | 0 | 1.6764 | 0.9441 | 0 | 0.47887
2018-02-26 | 1 | 20 | Winter: On-Peak |  | 23 | heating | 0.49798 | 0.98078 | 1.0177 | 0.49707 | 3.0593 | 5.1886 | 2.0731 | 0.73352 | 0 | 1.5244 | 0.9441 | 0 | 0.49707
2018-02-26 | 1 | 21 | Winter: On-Peak |  | 21 | heating | 0.51937 | 0.96486 | 1.0177 | 0.51001 | 3.0223 | 5.2592 | 1.9597 | 0.78654 | 0 | 1.4449 | 0.9441 | 0 | 0.51001
2018-02-26 | 1 | 22 | Winter: On-Peak |  | 21 | heating | 0.51937 | 0.93973 | 1.0177 | 0.49672 | 3.0223 | 5.1222 | 1.9597 | 0.76605 | 0 | 1.2427 | 0.9441 | 0 | 0.49672
2018-02-26 | 1 | 23 | Winter: Off-Peak |  | 19 | heating | 0.54077 | 0.93552 | 1.0177 | 0.51487 | 2.9438 | 5.1714 | 1.829 | 0.82869 | 0 | 1.0298 | 0.9441 | 0 | 0.51487
2018-02-27 | 2 | 0 | Winter: Off-Peak |  | 19 | heating | 0.54077 | 0.96098 | 1.02 | 0.53004 | 2.9438 | 5.3238 | 1.829 | 0.85312 | 0 | 0.90669 | 0.83669 | 0 | 0.53004
2018-02-27 | 2 | 1 | Winter: Off-Peak |  | 18 | heating | 0.55146 | 0.99129 | 1.02 | 0.55757 | 2.905 | 5.5266 | 1.7642 | 0.91814 | 0 | 0.81803 | 0.83669 | 0 | 0.55757
2018-02-27 | 2 | 2 | Winter: Off-Peak |  | 18 | heating | 0.55146 | 1.0126 | 1.02 | 0.56958 | 2.905 | 5.6456 | 1.7642 | 0.93792 | 0 | 0.74508 | 0.83669 | 0 | 0.56958
2018-02-27 | 2 | 3 | Winter: Off-Peak |  | 18 | heating | 0.55146 | 1.0289 | 1.02 | 0.57872 | 2.905 | 5.7362 | 1.7642 | 0.95295 | 0 | 0.69159 | 0.83669 | 0 | 0.57872
2018-02-27 | 2 | 4 | Winter: Off-Peak |  | 18 | heating | 0.55146 | 1.0654 | 1.02 | 0.59928 | 2.905 | 5.94 | 1.7642 | 0.98682 | 0 | 0.64739 | 0.83669 | 0 | 0.59928
2018-02-27 | 2 | 5 | Winter: Off-Peak |  | 18 | heating | 0.55146 | 1.1031 | 1.02 | 0.62047 | 2.905 | 6.15 | 1.7642 | 1.0217 | 0 | 0.7214 | 0.83669 | 0 | 0.62047
2018-02-27 | 2 | 6 | Winter: Off-Peak |  | 18 | heating | 0.55146 | 1.1674 | 1.02 | 0.65664 | 2.905 | 6.5085 | 1.7642 | 1.0813 | 0 | 0.87787 | 0.83669 | 0 | 0.65664
2018-02-27 | 2 | 7 | Winter: On-Peak |  | 16 | heating | 0.57285 | 1.1567 | 1.02 | 0.67586 | 2.8179 | 6.4983 | 1.6318 | 1.1672 | 0 | 0.97331 | 0.83669 | 0 | 0.67586
2018-02-27 | 2 | 8 | Winter: On-Peak |  | 16 | heating | 0.57285 | 1.0887 | 1.02 | 0.63614 | 2.8179 | 6.1163 | 1.6318 | 1.0986 | 0 | 0.9494 | 0.83669 | 0 | 0.63614
2018-02-27 | 2 | 9 | Winter: On-Peak |  | 18 | heating | 0.55146 | 1.0265 | 1.02 | 0.57739 | 2.905 | 5.723 | 1.7642 | 0.95076 | 0 | 0.84085 | 0.83669 | 0 | 0.57739
2018-02-27 | 2 | 10 | Winter: On-Peak |  | 18 | heating | 0.55146 | 0.99414 | 1.02 | 0.55918 | 2.905 | 5.5425 | 1.7642 | 0.92078 | 0 | 0.74504 | 0.83669 | 0 | 0.55918
2018-02-27 | 2 | 11 | Winter: On-Peak |  | 19 | heating | 0.54077 | 0.95102 | 1.02 | 0.52455 | 2.9438 | 5.2687 | 1.829 | 0.84428 | 0 | 0.72851 | 0.83669 | 0 | 0.52455
2018-02-27 | 2 | 12 | Winter: On-Peak |  | 25 | heating | 0.47659 | 0.92818 | 1.02 | 0.45119 | 3.0939 | 4.763 | 2.1844 | 0.63906 | 0 | 0.75911 | 0.83669 | 0 | 0.45119
2018-02-27 | 2 | 13 | Winter: On-Peak |  | 28 | heating | 0.4445 | 0.91574 | 1.02 | 0.41518 | 3.0942 | 4.3831 | 2.2833 | 0.56262 | 0 | 0.79116 | 0.83669 | 0 | 0.41518
2018-02-27 | 2 | 14 | Winter: On-Peak |  | 30 | heating | 0.42311 | 0.92047 | 1.02 | 0.39724 | 3.0748 | 4.1675 | 2.334 | 0.52332 | 0 | 0.84356 | 0.83669 | 0 | 0.39724
2018-02-27 | 2 | 15 | Winter: On-Peak |  | 30 | heating | 0.42311 | 0.92938 | 1.02 | 0.40108 | 3.0748 | 4.2078 | 2.334 | 0.52838 | 0 | 0.96593 | 0.83669 | 0 | 0.40108
2018-02-27 | 2 | 16 | Winter: On-Peak |  | 30 | heating | 0.42311 | 0.95821 | 1.02 | 0.41352 | 3.0748 | 4.3383 | 2.334 | 0.54477 | 0 | 1.1649 | 0.83669 | 0 | 0.41352
2018-02-27 | 2 | 17 | Winter: On-Peak |  | 30 | heating | 0.42311 | 1.0003 | 1.02 | 0.4317 | 3.0748 | 4.529 | 2.334 | 0.56871 | 0 | 1.3522 | 0.83669 | 0 | 0.4317
2018-02-27 | 2 | 18 | Winter: On-Peak |  | 28 | heating | 0.4445 | 0.99263 | 1.02 | 0.45004 | 3.0942 | 4.7512 | 2.2833 | 0.60986 | 0 | 1.5599 | 0.83669 | 0 | 0.45004
2018-02-27 | 2 | 19 | Winter: On-Peak |  | 28 | heating | 0.4445 | 0.98729 | 1.02 | 0.44761 | 3.0942 | 4.7256 | 2.2833 | 0.60658 | 0 | 1.6764 | 0.83669 | 0 | 0.44761
2018-02-27 | 2 | 20 | Winter: On-Peak |  | 27 | heating | 0.4552 | 0.98078 | 1.02 | 0.45537 | 3.1144 | 4.8388 | 2.2875 | 0.61996 | 0 | 1.5244 | 0.83669 | 0 | 0.45537
2018-02-27 | 2 | 21 | Winter: On-Peak |  | 27 | heating | 0.4552 | 0.96486 | 1.02 | 0.44797 | 3.1144 | 4.7602 | 2.2875 | 0.60989 | 0 | 1.4449 | 0.83669 | 0 | 0.44797
2018-02-27 | 2 | 22 | Winter: On-Peak |  | 27 | heating | 0.4552 | 0.93973 | 1.02 | 0.4363 | 3.1144 | 4.6362 | 2.2875 | 0.59401 | 0 | 1.2427 | 0.83669 | 0 | 0.4363
2018-02-27 | 2 | 23 | Winter: Off-Peak |  | 28 | heating | 0.4445 | 0.93552 | 1.02 | 0.42414 | 3.0942 | 4.4778 | 2.2833 | 0.57477 | 0 | 1.0298 | 0.83669 | 0 | 0.42414
2018-02-28 | 3 | 0 | Winter: Off-Peak |  | 28 | heating | 0.4445 | 0.96098 | 1.0263 | 0.43839 | 3.0942 | 4.6283 | 2.2833 | 0.59408 | 0 | 0.90669 | 0.94211 | 0 | 0.43839
2018-02-28 | 3 | 1 | Winter: Off-Peak |  | 28 | heating | 0.4445 | 0.99129 | 1.0263 | 0.45222 | 3.0942 | 4.7742 | 2.2833 | 0.61282 | 0 | 0.81803 | 0.94211 | 0 | 0.45222
2018-02-28 | 3 | 2 | Winter: Off-Peak |  | 28 | heating | 0.4445 | 1.0126 | 1.0263 | 0.46196 | 3.0942 | 4.8771 | 2.2833 | 0.62602 | 0 | 0.74508 | 0.94211 | 0 | 0.46196
2018-02-28 | 3 | 3 | Winter: Off-Peak |  | 28 | heating | 0.4445 | 1.0289 | 1.0263 | 0.46937 | 3.0942 | 4.9553 | 2.2833 | 0.63606 | 0 | 0.69159 | 0.94211 | 0 | 0.46937
2018-02-28 | 3 | 4 | Winter: Off-Peak |  | 27 | heating | 0.4552 | 1.0654 | 1.0263 | 0.49774 | 3.1144 | 5.2891 | 2.2875 | 0.67766 | 0 | 0.64739 | 0.94211 | 0 | 0.49774
2018-02-28 | 3 | 5 | Winter: Off-Peak |  | 28 | heating | 0.4445 | 1.1031 | 1.0263 | 0.50324 | 3.0942 | 5.3128 | 2.2833 | 0.68195 | 0 | 0.7214 | 0.94211 | 0 | 0.50324
2018-02-28 | 3 | 6 | Winter: Off-Peak |  | 28 | heating | 0.4445 | 1.1674 | 1.0263 | 0.53257 | 3.0942 | 5.6225 | 2.2833 | 0.72171 | 0 | 0.87787 | 0.94211 | 0 | 0.53257
2018-02-28 | 3 | 7 | Winter: On-Peak |  | 30 | heating | 0.42311 | 1.1567 | 1.0263 | 0.5023 | 3.0748 | 5.2696 | 2.334 | 0.66172 | 0 | 0.97331 | 0.94211 | 0 | 0.5023
2018-02-28 | 3 | 8 | Winter: On-Peak |  | 30 | heating | 0.42311 | 1.0887 | 1.0263 | 0.47277 | 3.0748 | 4.9599 | 2.334 | 0.62283 | 0 | 0.9494 | 0.94211 | 0 | 0.47277
2018-02-28 | 3 | 9 | Winter: On-Peak |  | 30 | heating | 0.42311 | 1.0265 | 1.0263 | 0.44575 | 3.0748 | 4.6764 | 2.334 | 0.58723 | 0 | 0.84085 | 0.94211 | 0 | 0.44575
2018-02-28 | 3 | 10 | Winter: On-Peak |  | 30 | heating | 0.42311 | 0.99414 | 1.0263 | 0.4317 | 3.0748 | 4.5289 | 2.334 | 0.56871 | 0 | 0.74504 | 0.94211 | 0 | 0.4317
2018-02-28 | 3 | 11 | Winter: On-Peak |  | 34 | heating | 0.38033 | 0.95102 | 1.0263 | 0.37121 | 3.1618 | 4.0046 | 2.5824 | 0.45449 | 0 | 0.72851 | 0.94211 | 0 | 0.37121
2018-02-28 | 3 | 12 | Winter: On-Peak |  | 34 | heating | 0.38033 | 0.92818 | 1.0263 | 0.3623 | 3.1618 | 3.9084 | 2.5824 | 0.44357 | 0 | 0.75911 | 0.94211 | 0 | 0.3623
2018-02-28 | 3 | 13 | Winter: On-Peak |  | 34 | heating | 0.38033 | 0.91574 | 1.0263 | 0.35744 | 3.1618 | 3.8561 | 2.5824 | 0.43763 | 0 | 0.79116 | 0.94211 | 0 | 0.35744
2018-02-28 | 3 | 14 | Winter: On-Peak |  | 34 | heating | 0.38033 | 0.92047 | 1.0263 | 0.35929 | 3.1618 | 3.876 | 2.5824 | 0.43989 | 0 | 0.84356 | 0.94211 | 0 | 0.35929
2018-02-28 | 3 | 15 | Winter: On-Peak |  | 36 | heating | 0.35894 | 0.92938 | 1.0263 | 0.34236 | 3.2767 | 3.8277 | 2.7263 | 0.41148 | 0 | 0.96593 | 0.94211 | 0 | 0.34236
2018-02-28 | 3 | 16 | Winter: On-Peak |  | 36 | heating | 0.35894 | 0.95821 | 1.0263 | 0.35298 | 3.2767 | 3.9464 | 2.7263 | 0.42424 | 0 | 1.1649 | 0.94211 | 0 | 0.35298
2018-02-28 | 3 | 17 | Winter: On-Peak |  | 37 | heating | 0.34824 | 1.0003 | 1.0263 | 0.35752 | 3.3551 | 4.0927 | 2.8034 | 0.42787 | 0 | 1.3522 | 0.94211 | 0 | 0.35752
2018-02-28 | 3 | 18 | Winter: On-Peak |  | 39 | heating | 0.32685 | 0.99263 | 1.0263 | 0.33298 | 3.4954 | 3.9711 | 2.9502 | 0.39451 | 0 | 1.5599 | 0.94211 | 0 | 0.33298
2018-02-28 | 3 | 19 | Winter: On-Peak |  | 37 | heating | 0.34824 | 0.98729 | 1.0263 | 0.35286 | 3.3551 | 4.0394 | 2.8034 | 0.42229 | 0 | 1.6764 | 0.94211 | 0 | 0.35286
2018-02-28 | 3 | 20 | Winter: On-Peak |  | 36 | heating | 0.35894 | 0.98078 | 1.0263 | 0.3613 | 3.2767 | 4.0394 | 2.7263 | 0.43424 | 0 | 1.5244 | 0.94211 | 0 | 0.3613
2018-02-28 | 3 | 21 | Winter: On-Peak |  | 34 | heating | 0.38033 | 0.96486 | 1.0263 | 0.37662 | 3.1618 | 4.0629 | 2.5824 | 0.4611 | 0 | 1.4449 | 0.94211 | 0 | 0.37662
2018-02-28 | 3 | 22 | Winter: On-Peak |  | 34 | heating | 0.38033 | 0.93973 | 1.0263 | 0.36681 | 3.1618 | 3.9571 | 2.5824 | 0.44909 | 0 | 1.2427 | 0.94211 | 0 | 0.36681
2018-02-28 | 3 | 23 | Winter: Off-Peak |  | 30 | heating | 0.42311 | 0.93552 | 1.0263 | 0.40624 | 3.0748 | 4.2619 | 2.334 | 0.53518 | 0 | 1.0298 | 0.94211 | 0 | 0.40624
2018-03-01 | 4 | 0 | Winter: Off-Peak |  | 28 | heating | 0.4445 | 0.96098 | 1.002 | 0.42803 | 3.0942 | 4.5189 | 2.2833 | 0.58004 | 0 | 0.90669 | 1.0706 | 0 | 0.42803
2018-03-01 | 4 | 1 | Winter: Off-Peak |  | 28 | heating | 0.4445 | 0.99129 | 1.002 | 0.44153 | 3.0942 | 4.6614 | 2.2833 | 0.59834 | 0 | 0.81803 | 1.0706 | 0 | 0.44153
2018-03-01 | 4 | 2 | Winter: Off-Peak |  | 28 | heating | 0.4445 | 1.0126 | 1.002 | 0.45104 | 3.0942 | 4.7618 | 2.2833 | 0.61123 | 0 | 0.74508 | 1.0706 | 0 | 0.45104
2018-03-01 | 4 | 3 | Winter: Off-Peak |  | 27 | heating | 0.4552 | 1.0289 | 1.002 | 0.4693 | 3.1144 | 4.9869 | 2.2875 | 0.63893 | 0 | 0.69159 | 1.0706 | 0 | 0.4693
2018-03-01 | 4 | 4 | Winter: Off-Peak |  | 25 | heating | 0.47659 | 1.0654 | 1.002 | 0.50882 | 3.0939 | 5.3713 | 2.1844 | 0.72068 | 0 | 0.64739 | 1.0706 | 0 | 0.50882
2018-03-01 | 4 | 5 | Winter: Off-Peak |  | 21 | heating | 0.51937 | 1.1031 | 1.002 | 0.5741 | 3.0223 | 5.9202 | 1.9597 | 0.88539 | 0 | 0.7214 | 1.0706 | 0 | 0.5741
2018-03-01 | 4 | 6 | Winter: Off-Peak |  | 19 | heating | 0.54077 | 1.1674 | 1.002 | 0.63259 | 2.9438 | 6.3539 | 1.829 | 1.0182 | 0 | 0.87787 | 1.0706 | 0 | 0.63259
2018-03-01 | 4 | 7 | Winter: On-Peak |  | 19 | heating | 0.54077 | 1.1567 | 1.002 | 0.6268 | 2.9438 | 6.2957 | 1.829 | 1.0088 | 0 | 0.97331 | 1.0706 | 0 | 0.6268
2018-03-01 | 4 | 8 | Winter: On-Peak |  | 19 | heating | 0.54077 | 1.0887 | 1.002 | 0.58996 | 2.9438 | 5.9256 | 1.829 | 0.94955 | 0 | 0.9494 | 1.0706 | 0 | 0.58996
2018-03-01 | 4 | 9 | Winter: On-Peak |  | 19 | heating | 0.54077 | 1.0265 | 1.002 | 0.55624 | 2.9438 | 5.587 | 1.829 | 0.89529 | 0 | 0.84085 | 1.0706 | 0 | 0.55624
2018-03-01 | 4 | 10 | Winter: On-Peak |  | 21 | heating | 0.51937 | 0.99414 | 1.002 | 0.51739 | 3.0223 | 5.3353 | 1.9597 | 0.79792 | 0 | 0.74504 | 1.0706 | 0 | 0.51739
2018-03-01 | 4 | 11 | Winter: On-Peak |  | 23 | heating | 0.49798 | 0.95102 | 1.002 | 0.47456 | 3.0593 | 4.9536 | 2.0731 | 0.7003 | 0 | 0.72851 | 1.0706 | 0 | 0.47456
2018-03-01 | 4 | 12 | Winter: On-Peak |  | 25 | heating | 0.47659 | 0.92818 | 1.002 | 0.44326 | 3.0939 | 4.6793 | 2.1844 | 0.62784 | 0 | 0.75911 | 1.0706 | 0 | 0.44326
2018-03-01 | 4 | 13 | Winter: On-Peak |  | 27 | heating | 0.4552 | 0.91574 | 1.002 | 0.4177 | 3.1144 | 4.4385 | 2.2875 | 0.56867 | 0 | 0.79116 | 1.0706 | 0 | 0.4177
2018-03-01 | 4 | 14 | Winter: On-Peak |  | 28 | heating | 0.4445 | 0.92047 | 1.002 | 0.40999 | 3.0942 | 4.3284 | 2.2833 | 0.55559 | 0 | 0.84356 | 1.0706 | 0 | 0.40999
2018-03-01 | 4 | 15 | Winter: On-Peak |  | 28 | heating | 0.4445 | 0.92938 | 1.002 | 0.41396 | 3.0942 | 4.3703 | 2.2833 | 0.56097 | 0 | 0.96593 | 1.0706 | 0 | 0.41396
2018-03-01 | 4 | 16 | Winter: On-Peak |  | 30 | heating | 0.42311 | 0.95821 | 1.002 | 0.40626 | 3.0748 | 4.2621 | 2.334 | 0.5352 | 0 | 1.1649 | 1.0706 | 0 | 0.40626
2018-03-01 | 4 | 17 | Winter: On-Peak |  | 30 | heating | 0.42311 | 1.0003 | 1.002 | 0.42411 | 3.0748 | 4.4494 | 2.334 | 0.55872 | 0 | 1.3522 | 1.0706 | 0 | 0.42411
2018-03-01 | 4 | 18 | Winter: On-Peak |  | 28 | heating | 0.4445 | 0.99263 | 1.002 | 0.44213 | 3.0942 | 4.6677 | 2.2833 | 0.59915 | 0 | 1.5599 | 1.0706 | 0 | 0.44213
2018-03-01 | 4 | 19 | Winter: On-Peak |  | 25 | heating | 0.47659 | 0.98729 | 1.002 | 0.47149 | 3.0939 | 4.9773 | 2.1844 | 0.66782 | 0 | 1.6764 | 1.0706 | 0 | 0.47149
2018-03-01 | 4 | 20 | Winter: On-Peak |  | 25 | heating | 0.47659 | 0.98078 | 1.002 | 0.46839 | 3.0939 | 4.9445 | 2.1844 | 0.66342 | 0 | 1.5244 | 1.0706 | 0 | 0.46839
2018-03-01 | 4 | 21 | Winter: On-Peak |  | 21 | heating | 0.51937 | 0.96486 | 1.002 | 0.50215 | 3.0223 | 5.1782 | 1.9597 | 0.77442 | 0 | 1.4449 | 1.0706 | 0 | 0.50215
2018-03-01 | 4 | 22 | Winter: On-Peak |  | 19 | heating | 0.54077 | 0.93973 | 1.002 | 0.50921 | 2.9438 | 5.1146 | 1.829 | 0.81959 | 0 | 1.2427 | 1.0706 | 0 | 0.50921
2018-03-01 | 4 | 23 | Winter: Off-Peak |  | 18 | heating | 0.55146 | 0.93552 | 1.002 | 0.51696 | 2.905 | 5.124 | 1.7642 | 0.85126 | 0 | 1.0298 | 1.0706 | 0 | 0.51696
2018-03-02 | 5 | 0 | Winter: Off-Peak |  | 18 | heating | 0.55146 | 0.96098 | 1.0078 | 0.53408 | 2.905 | 5.2937 | 1.7642 | 0.87945 | 0 | 0.90669 | 1.1856 | 0 | 0.53408
2018-03-02 | 5 | 1 | Winter: Off-Peak |  | 18 | heating | 0.55146 | 0.99129 | 1.0078 | 0.55092 | 2.905 | 5.4607 | 1.7642 | 0.90719 | 0 | 0.81803 | 1.1856 | 0 | 0.55092
2018-03-02 | 5 | 2 | Winter: Off-Peak |  | 21 | heating | 0.51937 | 1.0126 | 1.0078 | 0.53005 | 3.0223 | 5.4658 | 1.9597 | 0.81745 | 0 | 0.74508 | 1.1856 | 0 | 0.53005
2018-03-02 | 5 | 3 | Winter: Off-Peak |  | 27 | heating | 0.4552 | 1.0289 | 1.0078 | 0.472 | 3.1144 | 5.0156 | 2.2875 | 0.64261 | 0 | 0.69159 | 1.1856 | 0 | 0.472
2018-03-02 | 5 | 4 | Winter: Off-Peak |  | 30 | heating | 0.42311 | 1.0654 | 1.0078 | 0.45432 | 3.0748 | 4.7663 | 2.334 | 0.59851 | 0 | 0.64739 | 1.1856 | 0 | 0.45432
2018-03-02 | 5 | 5 | Winter: Off-Peak |  | 36 | heating | 0.35894 | 1.1031 | 1.0078 | 0.39904 | 3.2767 | 4.4613 | 2.7263 | 0.4796 | 0 | 0.7214 | 1.1856 | 0 | 0.39904
2018-03-02 | 5 | 6 | Winter: Off-Peak |  | 36 | heating | 0.35894 | 1.1674 | 1.0078 | 0.4223 | 3.2767 | 4.7214 | 2.7263 | 0.50755 | 0 | 0.87787 | 1.1856 | 0 | 0.4223
2018-03-02 | 5 | 7 | Winter: On-Peak |  | 37 | heating | 0.34824 | 1.1567 | 1.0078 | 0.40596 | 3.3551 | 4.6473 | 2.8034 | 0.48585 | 0 | 0.97331 | 1.1856 | 0 | 0.40596
2018-03-02 | 5 | 8 | Winter: On-Peak |  | 36 | heating | 0.35894 | 1.0887 | 1.0078 | 0.39384 | 3.2767 | 4.4032 | 2.7263 | 0.47334 | 0 | 0.9494 | 1.1856 | 0 | 0.39384
2018-03-02 | 5 | 9 | Winter: On-Peak |  | 36 | heating | 0.35894 | 1.0265 | 1.0078 | 0.37133 | 3.2767 | 4.1515 | 2.7263 | 0.44629 | 0 | 0.84085 | 1.1856 | 0 | 0.37133
2018-03-02 | 5 | 10 | Winter: On-Peak |  | 36 | heating | 0.35894 | 0.99414 | 1.0078 | 0.35962 | 3.2767 | 4.0206 | 2.7263 | 0.43222 | 0 | 0.74504 | 1.1856 | 0 | 0.35962
2018-03-02 | 5 | 11 | Winter: On-Peak |  | 36 | heating | 0.35894 | 0.95102 | 1.0078 | 0.34402 | 3.2767 | 3.8462 | 2.7263 | 0.41347 | 0 | 0.72851 | 1.1856 | 0 | 0.34402
2018-03-02 | 5 | 12 | Winter: On-Peak |  | 37 | heating | 0.34824 | 0.92818 | 1.0078 | 0.32575 | 3.3551 | 3.7291 | 2.8034 | 0.38985 | 0 | 0.75911 | 1.1856 | 0 | 0.32575
2018-03-02 | 5 | 13 | Winter: On-Peak |  | 36 | heating | 0.35894 | 0.91574 | 1.0078 | 0.33126 | 3.2767 | 3.7035 | 2.7263 | 0.39813 | 0 | 0.79116 | 1.1856 | 0 | 0.33126
2018-03-02 | 5 | 14 | Winter: On-Peak |  | 37 | heating | 0.34824 | 0.92047 | 1.0078 | 0.32305 | 3.3551 | 3.6981 | 2.8034 | 0.38662 | 0 | 0.84356 | 1.1856 | 0 | 0.32305
2018-03-02 | 5 | 15 | Winter: On-Peak |  | 34 | heating | 0.38033 | 0.92938 | 1.0078 | 0.35623 | 3.1618 | 3.843 | 2.5824 | 0.43614 | 0 | 0.96593 | 1.1856 | 0 | 0.35623
2018-03-02 | 5 | 16 | Winter: On-Peak |  | 28 | heating | 0.4445 | 0.95821 | 1.0078 | 0.42925 | 3.0942 | 4.5317 | 2.2833 | 0.58169 | 0 | 1.1649 | 1.1856 | 0 | 0.42925
2018-03-02 | 5 | 17 | Winter: On-Peak |  | 27 | heating | 0.4552 | 1.0003 | 1.0078 | 0.4589 | 3.1144 | 4.8764 | 2.2875 | 0.62477 | 0 | 1.3522 | 1.1856 | 0 | 0.4589
2018-03-02 | 5 | 18 | Winter: On-Peak |  | 23 | heating | 0.49798 | 0.99263 | 1.0078 | 0.49817 | 3.0593 | 5.2001 | 2.0731 | 0.73514 | 0 | 1.5599 | 1.1856 | 0 | 0.49817
2018-03-02 | 5 | 19 | Winter: On-Peak |  | 19 | heating | 0.54077 | 0.98729 | 1.0078 | 0.53806 | 2.9438 | 5.4043 | 1.829 | 0.86602 | 0 | 1.6764 | 1.1856 | 0 | 0.53806
2018-03-02 | 5 | 20 | Winter: On-Peak |  | 18 | heating | 0.55146 | 0.98078 | 1.0078 | 0.54509 | 2.905 | 5.4028 | 1.7642 | 0.89758 | 0 | 1.5244 | 1.1856 | 0 | 0.54509
2018-03-02 | 5 | 21 | Winter: On-Peak |  | 14 | heating | 0.59425 | 0.96486 | 1.0078 | 0.57784 | 2.7335 | 5.3894 | 1.5011 | 1.0523 | 0 | 1.4449 | 1.1856 | 0 | 0.57784
2018-03-02 | 5 | 22 | Winter: On-Peak |  | 10 | heating | 0.63703 | 0.93973 | 1.0078 | 0.6033 | 2.5948 | 5.3414 | 1.2546 | 1.2477 | 0 | 1.2427 | 1.1856 | 0 | 0.6033
2018-03-02 | 5 | 23 | Winter: Off-Peak |  | 10 | heating | 0.63703 | 0.93552 | 1.0078 | 0.6006 | 2.5948 | 5.3175 | 1.2546 | 1.2421 | 0 | 1.0298 | 1.1856 | 0 | 0.6006
2018-03-03 | 6 | 0 | Winter: Off-Peak |  | 9 | heating | 0.64773 | 0.96098 | 0.98855 | 0.61532 | 2.5577 | 5.3699 | 1.1953 | 1.3167 | 0 | 0.90669 | 1.0113 | 0 | 0.61532
2018-03-03 | 6 | 1 | Winter: Off-Peak |  | 9 | heating | 0.64773 | 0.99129 | 0.98855 | 0.63473 | 2.5577 | 5.5393 | 1.1953 | 1.3582 | 0 | 0.81803 | 1.0113 | 0 | 0.63473
2018-03-03 | 6 | 2 | Winter: Off-Peak |  | 7 | heating | 0.66912 | 1.0126 | 0.98855 | 0.66982 | 2.48 | 5.6679 | 1.1216 | 1.4811 | 0 | 0.74508 | 1.0113 | 0 | 0.66982
2018-03-03 | 6 | 3 | Winter: Off-Peak |  | 7 | heating | 0.66912 | 1.0289 | 0.98855 | 0.68056 | 2.48 | 5.7588 | 1.1216 | 1.5048 | 0 | 0.69159 | 1.0113 | 0 | 0.68056
2018-03-03 | 6 | 4 | Winter: Off-Peak |  | 3 | heating | 0.7119 | 1.0654 | 0.98855 | 0.7498 | 2.2496 | 5.7552 | #N/A | 0 | 0 | 0.64739 | 1.0113 | 0 | 0.7498
2018-03-03 | 6 | 5 | Winter: Off-Peak |  | 3 | heating | 0.7119 | 1.1031 | 0.98855 | 0.77631 | 2.2496 | 5.9588 | #N/A | 0 | 0 | 0.7214 | 1.0113 | 0 | 0.77631
2018-03-03 | 6 | 6 | Winter: Off-Peak |  | 1 | heating | 0.73329 | 1.1674 | 0.98855 | 0.84625 | 2.2891 | 6.6095 | #N/A | 0 | 0 | 0.87787 | 1.0113 | 0 | 0.84625
2018-03-03 | 6 | 7 | Winter: Off-Peak |  | 1 | heating | 0.73329 | 1.1567 | 0.98855 | 0.8385 | 2.2891 | 6.5489 | #N/A | 0 | 0 | 0.97331 | 1.0113 | 0 | 0.8385
2018-03-03 | 6 | 8 | Winter: Off-Peak |  | 3 | heating | 0.7119 | 1.0887 | 0.98855 | 0.7662 | 2.2496 | 5.8811 | #N/A | 0 | 0 | 0.9494 | 1.0113 | 0 | 0.7662
2018-03-03 | 6 | 9 | Winter: Off-Peak |  | 7 | heating | 0.66912 | 1.0265 | 0.98855 | 0.67899 | 2.48 | 5.7455 | 1.1216 | 1.5013 | 0 | 0.84085 | 1.0113 | 0 | 0.67899
2018-03-03 | 6 | 10 | Winter: Off-Peak |  | 7 | heating | 0.66912 | 0.99414 | 0.98855 | 0.65758 | 2.48 | 5.5643 | 1.1216 | 1.454 | 0 | 0.74504 | 1.0113 | 0 | 0.65758
2018-03-03 | 6 | 11 | Winter: Off-Peak |  | 10 | heating | 0.63703 | 0.95102 | 0.98855 | 0.59889 | 2.5948 | 5.3023 | 1.2546 | 1.2386 | 0 | 0.72851 | 1.0113 | 0 | 0.59889
2018-03-03 | 6 | 12 | Winter: Off-Peak |  | 12 | heating | 0.61564 | 0.92818 | 0.98855 | 0.56487 | 2.6647 | 5.1357 | 1.376 | 1.0939 | 0 | 0.75911 | 1.0113 | 0 | 0.56487
2018-03-03 | 6 | 13 | Winter: Off-Peak |  | 14 | heating | 0.59425 | 0.91574 | 0.98855 | 0.53794 | 2.7335 | 5.0173 | 1.5011 | 0.9796 | 0 | 0.79116 | 1.0113 | 0 | 0.53794
2018-03-03 | 6 | 14 | Winter: Off-Peak |  | 16 | heating | 0.57285 | 0.92047 | 0.98855 | 0.52126 | 2.8179 | 5.0118 | 1.6318 | 0.90018 | 0 | 0.84356 | 1.0113 | 0 | 0.52126
2018-03-03 | 6 | 15 | Winter: Off-Peak |  | 18 | heating | 0.55146 | 0.92938 | 0.98855 | 0.50665 | 2.905 | 5.0218 | 1.7642 | 0.83428 | 0 | 0.96593 | 1.0113 | 0 | 0.50665
2018-03-03 | 6 | 16 | Winter: Off-Peak |  | 18 | heating | 0.55146 | 0.95821 | 0.98855 | 0.52236 | 2.905 | 5.1776 | 1.7642 | 0.86016 | 0 | 1.1649 | 1.0113 | 0 | 0.52236
2018-03-03 | 6 | 17 | Winter: Off-Peak |  | 18 | heating | 0.55146 | 1.0003 | 0.98855 | 0.54532 | 2.905 | 5.4052 | 1.7642 | 0.89797 | 0 | 1.3522 | 1.0113 | 0 | 0.54532
2018-03-03 | 6 | 18 | Winter: Off-Peak |  | 16 | heating | 0.57285 | 0.99263 | 0.98855 | 0.56212 | 2.8179 | 5.4047 | 1.6318 | 0.97075 | 0 | 1.5599 | 1.0113 | 0 | 0.56212
2018-03-03 | 6 | 19 | Winter: Off-Peak |  | 12 | heating | 0.61564 | 0.98729 | 0.98855 | 0.60085 | 2.6647 | 5.4628 | 1.376 | 1.1635 | 0 | 1.6764 | 1.0113 | 0 | 0.60085
2018-03-03 | 6 | 20 | Winter: Off-Peak |  | 9 | heating | 0.64773 | 0.98078 | 0.98855 | 0.628 | 2.5577 | 5.4806 | 1.1953 | 1.3438 | 0 | 1.5244 | 1.0113 | 0 | 0.628
2018-03-03 | 6 | 21 | Winter: Off-Peak |  | 9 | heating | 0.64773 | 0.96486 | 0.98855 | 0.6178 | 2.5577 | 5.3916 | 1.1953 | 1.322 | 0 | 1.4449 | 1.0113 | 0 | 0.6178
2018-03-03 | 6 | 22 | Winter: Off-Peak |  | 7 | heating | 0.66912 | 0.93973 | 0.98855 | 0.62158 | 2.48 | 5.2598 | 1.1216 | 1.3744 | 0 | 1.2427 | 1.0113 | 0 | 0.62158
2018-03-03 | 6 | 23 | Winter: Off-Peak |  | 5 | heating | 0.69051 | 0.93552 | 0.98855 | 0.63859 | 2.3844 | 5.1952 | 1.0472 | 1.454 | 0 | 1.0298 | 1.0113 | 0 | 0.63859
2018-03-04 | 7 | 0 | Winter: Off-Peak |  | 3 | heating | 0.7119 | 0.96098 | 0.93761 | 0.64144 | 2.2496 | 4.9235 | #N/A | 0 | 0 | 0.90669 | 1.0096 | 0 | 0.64144
2018-03-04 | 7 | 1 | Winter: Off-Peak |  | 3 | heating | 0.7119 | 0.99129 | 0.93761 | 0.66167 | 2.2496 | 5.0788 | #N/A | 0 | 0 | 0.81803 | 1.0096 | 0 | 0.66167
2018-03-04 | 7 | 2 | Winter: Off-Peak |  | 3 | heating | 0.7119 | 1.0126 | 0.93761 | 0.67592 | 2.2496 | 5.1882 | #N/A | 0 | 0 | 0.74508 | 1.0096 | 0 | 0.67592
2018-03-04 | 7 | 3 | Winter: Off-Peak |  | 1 | heating | 0.73329 | 1.0289 | 0.93761 | 0.7074 | 2.2891 | 5.5249 | #N/A | 0 | 0 | 0.69159 | 1.0096 | 0 | 0.7074
2018-03-04 | 7 | 4 | Winter: Off-Peak |  | 3 | heating | 0.7119 | 1.0654 | 0.93761 | 0.71116 | 2.2496 | 5.4587 | #N/A | 0 | 0 | 0.64739 | 1.0096 | 0 | 0.71116
2018-03-04 | 7 | 5 | Winter: Off-Peak |  | 5 | heating | 0.69051 | 1.1031 | 0.93761 | 0.71419 | 2.3844 | 5.8102 | 1.0472 | 1.6261 | 0 | 0.7214 | 1.0096 | 0 | 0.71419
2018-03-04 | 7 | 6 | Winter: Off-Peak |  | 9 | heating | 0.64773 | 1.1674 | 0.93761 | 0.70899 | 2.5577 | 6.1873 | 1.1953 | 1.5171 | 0 | 0.87787 | 1.0096 | 0 | 0.70899
2018-03-04 | 7 | 7 | Winter: Off-Peak |  | 9 | heating | 0.64773 | 1.1567 | 0.93761 | 0.70249 | 2.5577 | 6.1306 | 1.1953 | 1.5032 | 0 | 0.97331 | 1.0096 | 0 | 0.70249
2018-03-04 | 7 | 8 | Winter: Off-Peak |  | 18 | heating | 0.55146 | 1.0887 | 0.93761 | 0.56294 | 2.905 | 5.5798 | 1.7642 | 0.92697 | 0 | 0.9494 | 1.0096 | 0 | 0.56294
2018-03-04 | 7 | 9 | Winter: Off-Peak |  | 21 | heating | 0.51937 | 1.0265 | 0.93761 | 0.49988 | 3.0223 | 5.1548 | 1.9597 | 0.77093 | 0 | 0.84085 | 1.0096 | 0 | 0.49988
2018-03-04 | 7 | 10 | Winter: Off-Peak |  | 25 | heating | 0.47659 | 0.99414 | 0.93761 | 0.44424 | 3.0939 | 4.6896 | 2.1844 | 0.62921 | 0 | 0.74504 | 1.0096 | 0 | 0.44424
2018-03-04 | 7 | 11 | Winter: Off-Peak |  | 27 | heating | 0.4552 | 0.95102 | 0.93761 | 0.40589 | 3.1144 | 4.3131 | 2.2875 | 0.55261 | 0 | 0.72851 | 1.0096 | 0 | 0.40589
2018-03-04 | 7 | 12 | Winter: Off-Peak |  | 30 | heating | 0.42311 | 0.92818 | 0.93761 | 0.36822 | 3.0748 | 3.863 | 2.334 | 0.48509 | 0 | 0.75911 | 1.0096 | 0 | 0.36822
2018-03-04 | 7 | 13 | Winter: Off-Peak |  | 34 | heating | 0.38033 | 0.91574 | 0.93761 | 0.32655 | 3.1618 | 3.5228 | 2.5824 | 0.39981 | 0 | 0.79116 | 1.0096 | 0 | 0.32655
2018-03-04 | 7 | 14 | Winter: Off-Peak |  | 34 | heating | 0.38033 | 0.92047 | 0.93761 | 0.32824 | 3.1618 | 3.541 | 2.5824 | 0.40188 | 0 | 0.84356 | 1.0096 | 0 | 0.32824
2018-03-04 | 7 | 15 | Winter: Off-Peak |  | 34 | heating | 0.38033 | 0.92938 | 0.93761 | 0.33141 | 3.1618 | 3.5753 | 2.5824 | 0.40576 | 0 | 0.96593 | 1.0096 | 0 | 0.33141
2018-03-04 | 7 | 16 | Winter: Off-Peak |  | 34 | heating | 0.38033 | 0.95821 | 0.93761 | 0.3417 | 3.1618 | 3.6862 | 2.5824 | 0.41835 | 0 | 1.1649 | 1.0096 | 0 | 0.3417
2018-03-04 | 7 | 17 | Winter: Off-Peak |  | 32 | heating | 0.40172 | 1.0003 | 0.93761 | 0.37678 | 3.1004 | 3.9857 | 2.4523 | 0.47635 | 0 | 1.3522 | 1.0096 | 0 | 0.37678
2018-03-04 | 7 | 18 | Winter: Off-Peak |  | 32 | heating | 0.40172 | 0.99263 | 0.93761 | 0.37388 | 3.1004 | 3.9551 | 2.4523 | 0.47269 | 0 | 1.5599 | 1.0096 | 0 | 0.37388
2018-03-04 | 7 | 19 | Winter: Off-Peak |  | 32 | heating | 0.40172 | 0.98729 | 0.93761 | 0.37187 | 3.1004 | 3.9338 | 2.4523 | 0.47014 | 0 | 1.6764 | 1.0096 | 0 | 0.37187
2018-03-04 | 7 | 20 | Winter: Off-Peak |  | 30 | heating | 0.42311 | 0.98078 | 0.93761 | 0.38909 | 3.0748 | 4.082 | 2.334 | 0.51258 | 0 | 1.5244 | 1.0096 | 0 | 0.38909
2018-03-04 | 7 | 21 | Winter: Off-Peak |  | 30 | heating | 0.42311 | 0.96486 | 0.93761 | 0.38277 | 3.0748 | 4.0157 | 2.334 | 0.50426 | 0 | 1.4449 | 1.0096 | 0 | 0.38277
2018-03-04 | 7 | 22 | Winter: Off-Peak |  | 30 | heating | 0.42311 | 0.93973 | 0.93761 | 0.3728 | 3.0748 | 3.9111 | 2.334 | 0.49112 | 0 | 1.2427 | 1.0096 | 0 | 0.3728
2018-03-04 | 7 | 23 | Winter: Off-Peak |  | 30 | heating | 0.42311 | 0.93552 | 0.93761 | 0.37113 | 3.0748 | 3.8936 | 2.334 | 0.48893 | 0 | 1.0298 | 1.0096 | 0 | 0.37113
2018-03-05 | 1 | 0 | Winter: Off-Peak |  | 30 | heating | 0.42311 | 0.96098 | 1.0177 | 0.41381 | 3.0748 | 4.3413 | 2.334 | 0.54515 | 0 | 0.90669 | 0.9441 | 0 | 0.41381
2018-03-05 | 1 | 1 | Winter: Off-Peak |  | 32 | heating | 0.40172 | 0.99129 | 1.0177 | 0.40528 | 3.1004 | 4.2872 | 2.4523 | 0.51238 | 0 | 0.81803 | 0.9441 | 0 | 0.40528
2018-03-05 | 1 | 2 | Winter: Off-Peak |  | 32 | heating | 0.40172 | 1.0126 | 1.0177 | 0.41401 | 3.1004 | 4.3796 | 2.4523 | 0.52342 | 0 | 0.74508 | 0.9441 | 0 | 0.41401
2018-03-05 | 1 | 3 | Winter: Off-Peak |  | 34 | heating | 0.38033 | 1.0289 | 1.0177 | 0.39825 | 3.1618 | 4.2963 | 2.5824 | 0.48759 | 0 | 0.69159 | 0.9441 | 0 | 0.39825
2018-03-05 | 1 | 4 | Winter: Off-Peak |  | 34 | heating | 0.38033 | 1.0654 | 1.0177 | 0.4124 | 3.1618 | 4.449 | 2.5824 | 0.50491 | 0 | 0.64739 | 0.9441 | 0 | 0.4124
2018-03-05 | 1 | 5 | Winter: Off-Peak |  | 34 | heating | 0.38033 | 1.1031 | 1.0177 | 0.42698 | 3.1618 | 4.6063 | 2.5824 | 0.52277 | 0 | 0.7214 | 0.9441 | 0 | 0.42698
2018-03-05 | 1 | 6 | Winter: Off-Peak |  | 36 | heating | 0.35894 | 1.1674 | 1.0177 | 0.42646 | 3.2767 | 4.7679 | 2.7263 | 0.51255 | 0 | 0.87787 | 0.9441 | 0 | 0.42646
2018-03-05 | 1 | 7 | Winter: On-Peak |  | 36 | heating | 0.35894 | 1.1567 | 1.0177 | 0.42255 | 3.2767 | 4.7242 | 2.7263 | 0.50785 | 0 | 0.97331 | 0.9441 | 0 | 0.42255
2018-03-05 | 1 | 8 | Winter: On-Peak |  | 37 | heating | 0.34824 | 1.0887 | 1.0177 | 0.38586 | 3.3551 | 4.4172 | 2.8034 | 0.4618 | 0 | 0.9494 | 0.9441 | 0 | 0.38586
2018-03-05 | 1 | 9 | Winter: On-Peak |  | 37 | heating | 0.34824 | 1.0265 | 1.0177 | 0.36381 | 3.3551 | 4.1648 | 2.8034 | 0.4354 | 0 | 0.84085 | 0.9441 | 0 | 0.36381
2018-03-05 | 1 | 10 | Winter: On-Peak |  | 45 | heating | 0.26267 | 0.99414 | 1.0177 | 0.26576 | 3.8226 | 3.4662 | 3.3575 | 0.30258 | 0 | 0.74504 | 0.9441 | 0 | 0.26576
2018-03-05 | 1 | 11 | Winter: On-Peak |  | 45 | heating | 0.26267 | 0.95102 | 1.0177 | 0.25424 | 3.8226 | 3.3159 | 3.3575 | 0.28945 | 0 | 0.72851 | 0.9441 | 0 | 0.25424
2018-03-05 | 1 | 12 | Winter: On-Peak |  | 46 | heating | 0.25198 | 0.92818 | 1.0177 | 0.23803 | 3.8708 | 3.1437 | 3.4229 | 0.26918 | 0 | 0.75911 | 0.9441 | 0 | 0.23803
2018-03-05 | 1 | 13 | Winter: On-Peak |  | 48 | heating | 0.23059 | 0.91574 | 1.0177 | 0.2149 | 3.9631 | 2.9059 | 3.5525 | 0.23974 | 0 | 0.79116 | 0.9441 | 0 | 0.2149
2018-03-05 | 1 | 14 | Winter: On-Peak |  | 48 | heating | 0.23059 | 0.92047 | 1.0177 | 0.21601 | 3.9631 | 2.9209 | 3.5525 | 0.24098 | 0 | 0.84356 | 0.9441 | 0 | 0.21601
2018-03-05 | 1 | 15 | Winter: On-Peak |  | 50 | heating | 0.20919 | 0.92938 | 1.0177 | 0.19787 | 4.0352 | 2.7242 | 3.6783 | 0.21706 | 0 | 0.96593 | 0.9441 | 0 | 0.19787
2018-03-05 | 1 | 16 | Winter: On-Peak |  | 52 | heating | 0.1878 | 0.95821 | 1.0177 | 0.18314 | 4.0951 | 2.559 | 3.8021 | 0.19726 | 0 | 1.1649 | 0.9441 | 0 | 0.18314
2018-03-05 | 1 | 17 | Winter: On-Peak |  | 52 | heating | 0.1878 | 1.0003 | 1.0177 | 0.19119 | 4.0951 | 2.6714 | 3.8021 | 0.20593 | 0 | 1.3522 | 0.9441 | 0 | 0.19119
2018-03-05 | 1 | 18 | Winter: On-Peak |  | 48 | heating | 0.23059 | 0.99263 | 1.0177 | 0.23294 | 3.9631 | 3.1499 | 3.5525 | 0.25987 | 0 | 1.5599 | 0.9441 | 0 | 0.23294
2018-03-05 | 1 | 19 | Winter: On-Peak |  | 46 | heating | 0.25198 | 0.98729 | 1.0177 | 0.25318 | 3.8708 | 3.3439 | 3.4229 | 0.28632 | 0 | 1.6764 | 0.9441 | 0 | 0.25318
2018-03-05 | 1 | 20 | Winter: On-Peak |  | 50 | heating | 0.20919 | 0.98078 | 1.0177 | 0.20881 | 4.0352 | 2.8749 | 3.6783 | 0.22907 | 0 | 1.5244 | 0.9441 | 0 | 0.20881
2018-03-05 | 1 | 21 | Winter: On-Peak |  | 50 | heating | 0.20919 | 0.96486 | 1.0177 | 0.20542 | 4.0352 | 2.8282 | 3.6783 | 0.22535 | 0 | 1.4449 | 0.9441 | 0 | 0.20542
2018-03-05 | 1 | 22 | Winter: On-Peak |  | 50 | heating | 0.20919 | 0.93973 | 1.0177 | 0.20007 | 4.0352 | 2.7546 | 3.6783 | 0.21948 | 0 | 1.2427 | 0.9441 | 0 | 0.20007
2018-03-05 | 1 | 23 | Winter: Off-Peak |  | 50 | heating | 0.20919 | 0.93552 | 1.0177 | 0.19917 | 4.0352 | 2.7422 | 3.6783 | 0.2185 | 0 | 1.0298 | 0.9441 | 0 | 0.19917
2018-03-06 | 2 | 0 | Winter: Off-Peak |  | 48 | heating | 0.23059 | 0.96098 | 1.02 | 0.22601 | 3.9631 | 3.0561 | 3.5525 | 0.25213 | 0 | 0.90669 | 0.83669 | 0 | 0.22601
2018-03-06 | 2 | 1 | Winter: Off-Peak |  | 48 | heating | 0.23059 | 0.99129 | 1.02 | 0.23314 | 3.9631 | 3.1525 | 3.5525 | 0.26009 | 0 | 0.81803 | 0.83669 | 0 | 0.23314
2018-03-06 | 2 | 2 | Winter: Off-Peak |  | 48 | heating | 0.23059 | 1.0126 | 1.02 | 0.23816 | 3.9631 | 3.2205 | 3.5525 | 0.26569 | 0 | 0.74508 | 0.83669 | 0 | 0.23816
2018-03-06 | 2 | 3 | Winter: Off-Peak |  | 48 | heating | 0.23059 | 1.0289 | 1.02 | 0.24198 | 3.9631 | 3.2721 | 3.5525 | 0.26995 | 0 | 0.69159 | 0.83669 | 0 | 0.24198
2018-03-06 | 2 | 4 | Winter: Off-Peak |  | 48 | heating | 0.23059 | 1.0654 | 1.02 | 0.25058 | 3.9631 | 3.3883 | 3.5525 | 0.27954 | 0 | 0.64739 | 0.83669 | 0 | 0.25058
2018-03-06 | 2 | 5 | Winter: Off-Peak |  | 48 | heating | 0.23059 | 1.1031 | 1.02 | 0.25944 | 3.9631 | 3.5082 | 3.5525 | 0.28943 | 0 | 0.7214 | 0.83669 | 0 | 0.25944
2018-03-06 | 2 | 6 | Winter: Off-Peak |  | 48 | heating | 0.23059 | 1.1674 | 1.02 | 0.27457 | 3.9631 | 3.7127 | 3.5525 | 0.3063 | 0 | 0.87787 | 0.83669 | 0 | 0.27457
2018-03-06 | 2 | 7 | Winter: On-Peak |  | 48 | heating | 0.23059 | 1.1567 | 1.02 | 0.27205 | 3.9631 | 3.6787 | 3.5525 | 0.30349 | 0 | 0.97331 | 0.83669 | 0 | 0.27205
2018-03-06 | 2 | 8 | Winter: On-Peak |  | 48 | heating | 0.23059 | 1.0887 | 1.02 | 0.25606 | 3.9631 | 3.4624 | 3.5525 | 0.28565 | 0 | 0.9494 | 0.83669 | 0 | 0.25606
2018-03-06 | 2 | 9 | Winter: On-Peak |  | 48 | heating | 0.23059 | 1.0265 | 1.02 | 0.24143 | 3.9631 | 3.2646 | 3.5525 | 0.26933 | 0 | 0.84085 | 0.83669 | 0 | 0.24143
2018-03-06 | 2 | 10 | Winter: On-Peak |  | 48 | heating | 0.23059 | 0.99414 | 1.02 | 0.23381 | 3.9631 | 3.1616 | 3.5525 | 0.26083 | 0 | 0.74504 | 0.83669 | 0 | 0.23381
2018-03-06 | 2 | 11 | Winter: On-Peak |  | 48 | heating | 0.23059 | 0.95102 | 1.02 | 0.22367 | 3.9631 | 3.0245 | 3.5525 | 0.24952 | 0 | 0.72851 | 0.83669 | 0 | 0.22367
2018-03-06 | 2 | 12 | Winter: On-Peak |  | 36 | heating | 0.35894 | 0.92818 | 1.02 | 0.33981 | 3.2767 | 3.7991 | 2.7263 | 0.40841 | 0 | 0.75911 | 0.83669 | 0 | 0.33981
2018-03-06 | 2 | 13 | Winter: On-Peak |  | 32 | heating | 0.40172 | 0.91574 | 1.02 | 0.37522 | 3.1004 | 3.9692 | 2.4523 | 0.47438 | 0 | 0.79116 | 0.83669 | 0 | 0.37522
2018-03-06 | 2 | 14 | Winter: On-Peak |  | 30 | heating | 0.42311 | 0.92047 | 1.02 | 0.39724 | 3.0748 | 4.1675 | 2.334 | 0.52332 | 0 | 0.84356 | 0.83669 | 0 | 0.39724
2018-03-06 | 2 | 15 | Winter: On-Peak |  | 30 | heating | 0.42311 | 0.92938 | 1.02 | 0.40108 | 3.0748 | 4.2078 | 2.334 | 0.52838 | 0 | 0.96593 | 0.83669 | 0 | 0.40108
2018-03-06 | 2 | 16 | Winter: On-Peak |  | 28 | heating | 0.4445 | 0.95821 | 1.02 | 0.43443 | 3.0942 | 4.5864 | 2.2833 | 0.58871 | 0 | 1.1649 | 0.83669 | 0 | 0.43443
2018-03-06 | 2 | 17 | Winter: On-Peak |  | 28 | heating | 0.4445 | 1.0003 | 1.02 | 0.45353 | 3.0942 | 4.788 | 2.2833 | 0.61459 | 0 | 1.3522 | 0.83669 | 0 | 0.45353
2018-03-06 | 2 | 18 | Winter: On-Peak |  | 28 | heating | 0.4445 | 0.99263 | 1.02 | 0.45004 | 3.0942 | 4.7512 | 2.2833 | 0.60986 | 0 | 1.5599 | 0.83669 | 0 | 0.45004
2018-03-06 | 2 | 19 | Winter: On-Peak |  | 27 | heating | 0.4552 | 0.98729 | 1.02 | 0.45839 | 3.1144 | 4.8709 | 2.2875 | 0.62407 | 0 | 1.6764 | 0.83669 | 0 | 0.45839
2018-03-06 | 2 | 20 | Winter: On-Peak |  | 27 | heating | 0.4552 | 0.98078 | 1.02 | 0.45537 | 3.1144 | 4.8388 | 2.2875 | 0.61996 | 0 | 1.5244 | 0.83669 | 0 | 0.45537
2018-03-06 | 2 | 21 | Winter: On-Peak |  | 25 | heating | 0.47659 | 0.96486 | 1.02 | 0.46902 | 3.0939 | 4.9512 | 2.1844 | 0.66432 | 0 | 1.4449 | 0.83669 | 0 | 0.46902
2018-03-06 | 2 | 22 | Winter: On-Peak |  | 25 | heating | 0.47659 | 0.93973 | 1.02 | 0.45681 | 3.0939 | 4.8223 | 2.1844 | 0.64702 | 0 | 1.2427 | 0.83669 | 0 | 0.45681
2018-03-06 | 2 | 23 | Winter: Off-Peak |  | 25 | heating | 0.47659 | 0.93552 | 1.02 | 0.45476 | 3.0939 | 4.8007 | 2.1844 | 0.64412 | 0 | 1.0298 | 0.83669 | 0 | 0.45476
2018-03-07 | 3 | 0 | Winter: Off-Peak |  | 23 | heating | 0.49798 | 0.96098 | 1.0263 | 0.49114 | 3.0593 | 5.1266 | 2.0731 | 0.72476 | 0 | 0.90669 | 0.94211 | 0 | 0.49114
2018-03-07 | 3 | 1 | Winter: Off-Peak |  | 21 | heating | 0.51937 | 0.99129 | 1.0263 | 0.52839 | 3.0223 | 5.4488 | 1.9597 | 0.81489 | 0 | 0.81803 | 0.94211 | 0 | 0.52839
2018-03-07 | 3 | 2 | Winter: Off-Peak |  | 19 | heating | 0.54077 | 1.0126 | 1.0263 | 0.56201 | 2.9438 | 5.6449 | 1.829 | 0.90457 | 0 | 0.74508 | 0.94211 | 0 | 0.56201
2018-03-07 | 3 | 3 | Winter: Off-Peak |  | 19 | heating | 0.54077 | 1.0289 | 1.0263 | 0.57102 | 2.9438 | 5.7354 | 1.829 | 0.91907 | 0 | 0.69159 | 0.94211 | 0 | 0.57102
2018-03-07 | 3 | 4 | Winter: Off-Peak |  | 19 | heating | 0.54077 | 1.0654 | 1.0263 | 0.59131 | 2.9438 | 5.9392 | 1.829 | 0.95173 | 0 | 0.64739 | 0.94211 | 0 | 0.59131
2018-03-07 | 3 | 5 | Winter: Off-Peak |  | 18 | heating | 0.55146 | 1.1031 | 1.0263 | 0.62433 | 2.905 | 6.1883 | 1.7642 | 1.0281 | 0 | 0.7214 | 0.94211 | 0 | 0.62433
2018-03-07 | 3 | 6 | Winter: Off-Peak |  | 18 | heating | 0.55146 | 1.1674 | 1.0263 | 0.66072 | 2.905 | 6.549 | 1.7642 | 1.088 | 0 | 0.87787 | 0.94211 | 0 | 0.66072
2018-03-07 | 3 | 7 | Winter: On-Peak |  | 18 | heating | 0.55146 | 1.1567 | 1.0263 | 0.65467 | 2.905 | 6.489 | 1.7642 | 1.078 | 0 | 0.97331 | 0.94211 | 0 | 0.65467
2018-03-07 | 3 | 8 | Winter: On-Peak |  | 18 | heating | 0.55146 | 1.0887 | 1.0263 | 0.61619 | 2.905 | 6.1076 | 1.7642 | 1.0147 | 0 | 0.9494 | 0.94211 | 0 | 0.61619
2018-03-07 | 3 | 9 | Winter: On-Peak |  | 18 | heating | 0.55146 | 1.0265 | 1.0263 | 0.58097 | 2.905 | 5.7585 | 1.7642 | 0.95667 | 0 | 0.84085 | 0.94211 | 0 | 0.58097
2018-03-07 | 3 | 10 | Winter: On-Peak |  | 18 | heating | 0.55146 | 0.99414 | 1.0263 | 0.56265 | 2.905 | 5.5769 | 1.7642 | 0.9265 | 0 | 0.74504 | 0.94211 | 0 | 0.56265
2018-03-07 | 3 | 11 | Winter: On-Peak |  | 18 | heating | 0.55146 | 0.95102 | 1.0263 | 0.53825 | 2.905 | 5.335 | 1.7642 | 0.88632 | 0 | 0.72851 | 0.94211 | 0 | 0.53825
2018-03-07 | 3 | 12 | Winter: On-Peak |  | 18 | heating | 0.55146 | 0.92818 | 1.0263 | 0.52532 | 2.905 | 5.2069 | 1.7642 | 0.86502 | 0 | 0.75911 | 0.94211 | 0 | 0.52532
2018-03-07 | 3 | 13 | Winter: On-Peak |  | 19 | heating | 0.54077 | 0.91574 | 1.0263 | 0.50823 | 2.9438 | 5.1047 | 1.829 | 0.81801 | 0 | 0.79116 | 0.94211 | 0 | 0.50823
2018-03-07 | 3 | 14 | Winter: On-Peak |  | 19 | heating | 0.54077 | 0.92047 | 1.0263 | 0.51085 | 2.9438 | 5.1311 | 1.829 | 0.82224 | 0 | 0.84356 | 0.94211 | 0 | 0.51085
2018-03-07 | 3 | 15 | Winter: On-Peak |  | 21 | heating | 0.51937 | 0.92938 | 1.0263 | 0.49539 | 3.0223 | 5.1085 | 1.9597 | 0.764 | 0 | 0.96593 | 0.94211 | 0 | 0.49539
2018-03-07 | 3 | 16 | Winter: On-Peak |  | 23 | heating | 0.49798 | 0.95821 | 1.0263 | 0.48972 | 3.0593 | 5.1119 | 2.0731 | 0.72267 | 0 | 1.1649 | 0.94211 | 0 | 0.48972
2018-03-07 | 3 | 17 | Winter: On-Peak |  | 21 | heating | 0.51937 | 1.0003 | 1.0263 | 0.53321 | 3.0223 | 5.4985 | 1.9597 | 0.82232 | 0 | 1.3522 | 0.94211 | 0 | 0.53321
2018-03-07 | 3 | 18 | Winter: On-Peak |  | 21 | heating | 0.51937 | 0.99263 | 1.0263 | 0.52911 | 3.0223 | 5.4562 | 1.9597 | 0.816 | 0 | 1.5599 | 0.94211 | 0 | 0.52911
2018-03-07 | 3 | 19 | Winter: On-Peak |  | 21 | heating | 0.51937 | 0.98729 | 1.0263 | 0.52626 | 3.0223 | 5.4268 | 1.9597 | 0.81161 | 0 | 1.6764 | 0.94211 | 0 | 0.52626
2018-03-07 | 3 | 20 | Winter: On-Peak |  | 21 | heating | 0.51937 | 0.98078 | 1.0263 | 0.52279 | 3.0223 | 5.3911 | 1.9597 | 0.80626 | 0 | 1.5244 | 0.94211 | 0 | 0.52279
2018-03-07 | 3 | 21 | Winter: On-Peak |  | 21 | heating | 0.51937 | 0.96486 | 1.0263 | 0.5143 | 3.0223 | 5.3035 | 1.9597 | 0.79317 | 0 | 1.4449 | 0.94211 | 0 | 0.5143
2018-03-07 | 3 | 22 | Winter: On-Peak |  | 19 | heating | 0.54077 | 0.93973 | 1.0263 | 0.52154 | 2.9438 | 5.2384 | 1.829 | 0.83943 | 0 | 1.2427 | 0.94211 | 0 | 0.52154
2018-03-07 | 3 | 23 | Winter: Off-Peak |  | 19 | heating | 0.54077 | 0.93552 | 1.0263 | 0.5192 | 2.9438 | 5.215 | 1.829 | 0.83568 | 0 | 1.0298 | 0.94211 | 0 | 0.5192
2018-03-08 | 4 | 0 | Winter: Off-Peak |  | 18 | heating | 0.55146 | 0.96098 | 1.002 | 0.53103 | 2.905 | 5.2635 | 1.7642 | 0.87443 | 0 | 0.90669 | 1.0706 | 0 | 0.53103
2018-03-08 | 4 | 1 | Winter: Off-Peak |  | 14 | heating | 0.59425 | 0.99129 | 1.002 | 0.59027 | 2.7335 | 5.5053 | 1.5011 | 1.0749 | 0 | 0.81803 | 1.0706 | 0 | 0.59027
2018-03-08 | 4 | 2 | Winter: Off-Peak |  | 12 | heating | 0.61564 | 1.0126 | 1.002 | 0.6247 | 2.6647 | 5.6796 | 1.376 | 1.2097 | 0 | 0.74508 | 1.0706 | 0 | 0.6247
2018-03-08 | 4 | 3 | Winter: Off-Peak |  | 12 | heating | 0.61564 | 1.0289 | 1.002 | 0.63471 | 2.6647 | 5.7707 | 1.376 | 1.2291 | 0 | 0.69159 | 1.0706 | 0 | 0.63471
2018-03-08 | 4 | 4 | Winter: Off-Peak |  | 10 | heating | 0.63703 | 1.0654 | 1.002 | 0.6801 | 2.5948 | 6.0213 | 1.2546 | 1.4066 | 0 | 0.64739 | 1.0706 | 0 | 0.6801
2018-03-08 | 4 | 5 | Winter: Off-Peak |  | 9 | heating | 0.64773 | 1.1031 | 1.002 | 0.71598 | 2.5577 | 6.2483 | 1.1953 | 1.5321 | 0 | 0.7214 | 1.0706 | 0 | 0.71598
2018-03-08 | 4 | 6 | Winter: Off-Peak |  | 9 | heating | 0.64773 | 1.1674 | 1.002 | 0.75771 | 2.5577 | 6.6126 | 1.1953 | 1.6214 | 0 | 0.87787 | 1.0706 | 0 | 0.75771
2018-03-08 | 4 | 7 | Winter: On-Peak |  | 10 | heating | 0.63703 | 1.1567 | 1.002 | 0.73837 | 2.5948 | 6.5372 | 1.2546 | 1.5271 | 0 | 0.97331 | 1.0706 | 0 | 0.73837
2018-03-08 | 4 | 8 | Winter: On-Peak |  | 14 | heating | 0.59425 | 1.0887 | 1.002 | 0.6483 | 2.7335 | 6.0466 | 1.5011 | 1.1806 | 0 | 0.9494 | 1.0706 | 0 | 0.6483
2018-03-08 | 4 | 9 | Winter: On-Peak |  | 16 | heating | 0.57285 | 1.0265 | 1.002 | 0.58925 | 2.8179 | 5.6655 | 1.6318 | 1.0176 | 0 | 0.84085 | 1.0706 | 0 | 0.58925
2018-03-08 | 4 | 10 | Winter: On-Peak |  | 19 | heating | 0.54077 | 0.99414 | 1.002 | 0.5387 | 2.9438 | 5.4108 | 1.829 | 0.86705 | 0 | 0.74504 | 1.0706 | 0 | 0.5387
2018-03-08 | 4 | 11 | Winter: On-Peak |  | 21 | heating | 0.51937 | 0.95102 | 1.002 | 0.49495 | 3.0223 | 5.1039 | 1.9597 | 0.76332 | 0 | 0.72851 | 1.0706 | 0 | 0.49495
2018-03-08 | 4 | 12 | Winter: On-Peak |  | 27 | heating | 0.4552 | 0.92818 | 1.002 | 0.42337 | 3.1144 | 4.4988 | 2.2875 | 0.5764 | 0 | 0.75911 | 1.0706 | 0 | 0.42337
2018-03-08 | 4 | 13 | Winter: On-Peak |  | 27 | heating | 0.4552 | 0.91574 | 1.002 | 0.4177 | 3.1144 | 4.4385 | 2.2875 | 0.56867 | 0 | 0.79116 | 1.0706 | 0 | 0.4177
2018-03-08 | 4 | 14 | Winter: On-Peak |  | 28 | heating | 0.4445 | 0.92047 | 1.002 | 0.40999 | 3.0942 | 4.3284 | 2.2833 | 0.55559 | 0 | 0.84356 | 1.0706 | 0 | 0.40999
2018-03-08 | 4 | 15 | Winter: On-Peak |  | 28 | heating | 0.4445 | 0.92938 | 1.002 | 0.41396 | 3.0942 | 4.3703 | 2.2833 | 0.56097 | 0 | 0.96593 | 1.0706 | 0 | 0.41396
2018-03-08 | 4 | 16 | Winter: On-Peak |  | 28 | heating | 0.4445 | 0.95821 | 1.002 | 0.4268 | 3.0942 | 4.5058 | 2.2833 | 0.57837 | 0 | 1.1649 | 1.0706 | 0 | 0.4268
2018-03-08 | 4 | 17 | Winter: On-Peak |  | 28 | heating | 0.4445 | 1.0003 | 1.002 | 0.44556 | 3.0942 | 4.7039 | 2.2833 | 0.60379 | 0 | 1.3522 | 1.0706 | 0 | 0.44556
2018-03-08 | 4 | 18 | Winter: On-Peak |  | 27 | heating | 0.4552 | 0.99263 | 1.002 | 0.45277 | 3.1144 | 4.8112 | 2.2875 | 0.61643 | 0 | 1.5599 | 1.0706 | 0 | 0.45277
2018-03-08 | 4 | 19 | Winter: On-Peak |  | 21 | heating | 0.51937 | 0.98729 | 1.002 | 0.51382 | 3.0223 | 5.2985 | 1.9597 | 0.79242 | 0 | 1.6764 | 1.0706 | 0 | 0.51382
2018-03-08 | 4 | 20 | Winter: On-Peak |  | 23 | heating | 0.49798 | 0.98078 | 1.002 | 0.48941 | 3.0593 | 5.1086 | 2.0731 | 0.72221 | 0 | 1.5244 | 1.0706 | 0 | 0.48941
2018-03-08 | 4 | 21 | Winter: On-Peak |  | 21 | heating | 0.51937 | 0.96486 | 1.002 | 0.50215 | 3.0223 | 5.1782 | 1.9597 | 0.77442 | 0 | 1.4449 | 1.0706 | 0 | 0.50215
2018-03-08 | 4 | 22 | Winter: On-Peak |  | 18 | heating | 0.55146 | 0.93973 | 1.002 | 0.51928 | 2.905 | 5.1471 | 1.7642 | 0.85509 | 0 | 1.2427 | 1.0706 | 0 | 0.51928
2018-03-08 | 4 | 23 | Winter: Off-Peak |  | 18 | heating | 0.55146 | 0.93552 | 1.002 | 0.51696 | 2.905 | 5.124 | 1.7642 | 0.85126 | 0 | 1.0298 | 1.0706 | 0 | 0.51696
2018-03-09 | 5 | 0 | Winter: Off-Peak |  | 16 | heating | 0.57285 | 0.96098 | 1.0078 | 0.5548 | 2.8179 | 5.3342 | 1.6318 | 0.95809 | 0 | 0.90669 | 1.1856 | 0 | 0.5548
2018-03-09 | 5 | 1 | Winter: Off-Peak |  | 14 | heating | 0.59425 | 0.99129 | 1.0078 | 0.59366 | 2.7335 | 5.537 | 1.5011 | 1.0811 | 0 | 0.81803 | 1.1856 | 0 | 0.59366
2018-03-09 | 5 | 2 | Winter: Off-Peak |  | 14 | heating | 0.59425 | 1.0126 | 1.0078 | 0.60646 | 2.7335 | 5.6563 | 1.5011 | 1.1044 | 0 | 0.74508 | 1.1856 | 0 | 0.60646
2018-03-09 | 5 | 3 | Winter: Off-Peak |  | 12 | heating | 0.61564 | 1.0289 | 1.0078 | 0.63836 | 2.6647 | 5.8038 | 1.376 | 1.2362 | 0 | 0.69159 | 1.1856 | 0 | 0.63836
2018-03-09 | 5 | 4 | Winter: Off-Peak |  | 12 | heating | 0.61564 | 1.0654 | 1.0078 | 0.66104 | 2.6647 | 6.0101 | 1.376 | 1.2801 | 0 | 0.64739 | 1.1856 | 0 | 0.66104
2018-03-09 | 5 | 5 | Winter: Off-Peak |  | 18 | heating | 0.55146 | 1.1031 | 1.0078 | 0.61307 | 2.905 | 6.0767 | 1.7642 | 1.0095 | 0 | 0.7214 | 1.1856 | 0 | 0.61307
2018-03-09 | 5 | 6 | Winter: Off-Peak |  | 21 | heating | 0.51937 | 1.1674 | 1.0078 | 0.61106 | 3.0223 | 6.3013 | 1.9597 | 0.94239 | 0 | 0.87787 | 1.1856 | 0 | 0.61106
2018-03-09 | 5 | 7 | Winter: On-Peak |  | 25 | heating | 0.47659 | 1.1567 | 1.0078 | 0.55559 | 3.0939 | 5.865 | 2.1844 | 0.78693 | 0 | 0.97331 | 1.1856 | 0 | 0.55559
2018-03-09 | 5 | 8 | Winter: On-Peak |  | 25 | heating | 0.47659 | 1.0887 | 1.0078 | 0.52293 | 3.0939 | 5.5203 | 2.1844 | 0.74068 | 0 | 0.9494 | 1.1856 | 0 | 0.52293
2018-03-09 | 5 | 9 | Winter: On-Peak |  | 28 | heating | 0.4445 | 1.0265 | 1.0078 | 0.45985 | 3.0942 | 4.8548 | 2.2833 | 0.62316 | 0 | 0.84085 | 1.1856 | 0 | 0.45985
2018-03-09 | 5 | 10 | Winter: On-Peak |  | 28 | heating | 0.4445 | 0.99414 | 1.0078 | 0.44535 | 3.0942 | 4.7017 | 2.2833 | 0.6035 | 0 | 0.74504 | 1.1856 | 0 | 0.44535
2018-03-09 | 5 | 11 | Winter: On-Peak |  | 30 | heating | 0.42311 | 0.95102 | 1.0078 | 0.40553 | 3.0748 | 4.2544 | 2.334 | 0.53424 | 0 | 0.72851 | 1.1856 | 0 | 0.40553
2018-03-09 | 5 | 12 | Winter: On-Peak |  | 30 | heating | 0.42311 | 0.92818 | 1.0078 | 0.39579 | 3.0748 | 4.1522 | 2.334 | 0.5214 | 0 | 0.75911 | 1.1856 | 0 | 0.39579
2018-03-09 | 5 | 13 | Winter: On-Peak |  | 32 | heating | 0.40172 | 0.91574 | 1.0078 | 0.37074 | 3.1004 | 3.9219 | 2.4523 | 0.46872 | 0 | 0.79116 | 1.1856 | 0 | 0.37074
2018-03-09 | 5 | 14 | Winter: On-Peak |  | 32 | heating | 0.40172 | 0.92047 | 1.0078 | 0.37266 | 3.1004 | 3.9421 | 2.4523 | 0.47114 | 0 | 0.84356 | 1.1856 | 0 | 0.37266
2018-03-09 | 5 | 15 | Winter: On-Peak |  | 32 | heating | 0.40172 | 0.92938 | 1.0078 | 0.37626 | 3.1004 | 3.9803 | 2.4523 | 0.4757 | 0 | 0.96593 | 1.1856 | 0 | 0.37626
2018-03-09 | 5 | 16 | Winter: On-Peak |  | 32 | heating | 0.40172 | 0.95821 | 1.0078 | 0.38794 | 3.1004 | 4.1037 | 2.4523 | 0.49046 | 0 | 1.1649 | 1.1856 | 0 | 0.38794
2018-03-09 | 5 | 17 | Winter: On-Peak |  | 30 | heating | 0.42311 | 1.0003 | 1.0078 | 0.42655 | 3.0748 | 4.475 | 2.334 | 0.56193 | 0 | 1.3522 | 1.1856 | 0 | 0.42655
2018-03-09 | 5 | 18 | Winter: On-Peak |  | 30 | heating | 0.42311 | 0.99263 | 1.0078 | 0.42327 | 3.0748 | 4.4406 | 2.334 | 0.55761 | 0 | 1.5599 | 1.1856 | 0 | 0.42327
2018-03-09 | 5 | 19 | Winter: On-Peak |  | 30 | heating | 0.42311 | 0.98729 | 1.0078 | 0.42099 | 3.0748 | 4.4167 | 2.334 | 0.55461 | 0 | 1.6764 | 1.1856 | 0 | 0.42099
2018-03-09 | 5 | 20 | Winter: On-Peak |  | 30 | heating | 0.42311 | 0.98078 | 1.0078 | 0.41822 | 3.0748 | 4.3876 | 2.334 | 0.55096 | 0 | 1.5244 | 1.1856 | 0 | 0.41822
2018-03-09 | 5 | 21 | Winter: On-Peak |  | 28 | heating | 0.4445 | 0.96486 | 1.0078 | 0.43223 | 3.0942 | 4.5632 | 2.2833 | 0.58573 | 0 | 1.4449 | 1.1856 | 0 | 0.43223
2018-03-09 | 5 | 22 | Winter: On-Peak |  | 28 | heating | 0.4445 | 0.93973 | 1.0078 | 0.42097 | 3.0942 | 4.4443 | 2.2833 | 0.57047 | 0 | 1.2427 | 1.1856 | 0 | 0.42097
2018-03-09 | 5 | 23 | Winter: Off-Peak |  | 28 | heating | 0.4445 | 0.93552 | 1.0078 | 0.41909 | 3.0942 | 4.4244 | 2.2833 | 0.56792 | 0 | 1.0298 | 1.1856 | 0 | 0.41909
2018-03-10 | 6 | 0 | Winter: Off-Peak |  | 28 | heating | 0.4445 | 0.96098 | 0.98855 | 0.42227 | 3.0942 | 4.458 | 2.2833 | 0.57223 | 0 | 0.90669 | 1.0113 | 0 | 0.42227
2018-03-10 | 6 | 1 | Winter: Off-Peak |  | 28 | heating | 0.4445 | 0.99129 | 0.98855 | 0.43558 | 3.0942 | 4.5986 | 2.2833 | 0.59028 | 0 | 0.81803 | 1.0113 | 0 | 0.43558
2018-03-10 | 6 | 2 | Winter: Off-Peak |  | 28 | heating | 0.4445 | 1.0126 | 0.98855 | 0.44497 | 3.0942 | 4.6977 | 2.2833 | 0.60299 | 0 | 0.74508 | 1.0113 | 0 | 0.44497
2018-03-10 | 6 | 3 | Winter: Off-Peak |  | 28 | heating | 0.4445 | 1.0289 | 0.98855 | 0.4521 | 3.0942 | 4.773 | 2.2833 | 0.61266 | 0 | 0.69159 | 1.0113 | 0 | 0.4521
2018-03-10 | 6 | 4 | Winter: Off-Peak |  | 30 | heating | 0.42311 | 1.0654 | 0.98855 | 0.44564 | 3.0748 | 4.6752 | 2.334 | 0.58708 | 0 | 0.64739 | 1.0113 | 0 | 0.44564
2018-03-10 | 6 | 5 | Winter: Off-Peak |  | 30 | heating | 0.42311 | 1.1031 | 0.98855 | 0.4614 | 3.0748 | 4.8405 | 2.334 | 0.60784 | 0 | 0.7214 | 1.0113 | 0 | 0.4614
2018-03-10 | 6 | 6 | Winter: Off-Peak |  | 30 | heating | 0.42311 | 1.1674 | 0.98855 | 0.48829 | 3.0748 | 5.1227 | 2.334 | 0.64327 | 0 | 0.87787 | 1.0113 | 0 | 0.48829
2018-03-10 | 6 | 7 | Winter: Off-Peak |  | 30 | heating | 0.42311 | 1.1567 | 0.98855 | 0.48382 | 3.0748 | 5.0758 | 2.334 | 0.63737 | 0 | 0.97331 | 1.0113 | 0 | 0.48382
2018-03-10 | 6 | 8 | Winter: Off-Peak |  | 30 | heating | 0.42311 | 1.0887 | 0.98855 | 0.45538 | 3.0748 | 4.7774 | 2.334 | 0.59991 | 0 | 0.9494 | 1.0113 | 0 | 0.45538
2018-03-10 | 6 | 9 | Winter: Off-Peak |  | 32 | heating | 0.40172 | 1.0265 | 0.98855 | 0.40765 | 3.1004 | 4.3123 | 2.4523 | 0.51538 | 0 | 0.84085 | 1.0113 | 0 | 0.40765
2018-03-10 | 6 | 10 | Winter: Off-Peak |  | 34 | heating | 0.38033 | 0.99414 | 0.98855 | 0.37377 | 3.1618 | 4.0322 | 2.5824 | 0.45762 | 0 | 0.74504 | 1.0113 | 0 | 0.37377
2018-03-10 | 6 | 11 | Winter: Off-Peak |  | 34 | heating | 0.38033 | 0.95102 | 0.98855 | 0.35756 | 3.1618 | 3.8573 | 2.5824 | 0.43777 | 0 | 0.72851 | 1.0113 | 0 | 0.35756
2018-03-10 | 6 | 12 | Winter: Off-Peak |  | 34 | heating | 0.38033 | 0.92818 | 0.98855 | 0.34897 | 3.1618 | 3.7647 | 2.5824 | 0.42725 | 0 | 0.75911 | 1.0113 | 0 | 0.34897
2018-03-10 | 6 | 13 | Winter: Off-Peak |  | 36 | heating | 0.35894 | 0.91574 | 0.98855 | 0.32493 | 3.2767 | 3.6327 | 2.7263 | 0.39052 | 0 | 0.79116 | 1.0113 | 0 | 0.32493
2018-03-10 | 6 | 14 | Winter: Off-Peak |  | 36 | heating | 0.35894 | 0.92047 | 0.98855 | 0.32661 | 3.2767 | 3.6515 | 2.7263 | 0.39254 | 0 | 0.84356 | 1.0113 | 0 | 0.32661
2018-03-10 | 6 | 15 | Winter: Off-Peak |  | 36 | heating | 0.35894 | 0.92938 | 0.98855 | 0.32977 | 3.2767 | 3.6869 | 2.7263 | 0.39634 | 0 | 0.96593 | 1.0113 | 0 | 0.32977
2018-03-10 | 6 | 16 | Winter: Off-Peak |  | 36 | heating | 0.35894 | 0.95821 | 0.98855 | 0.34 | 3.2767 | 3.8012 | 2.7263 | 0.40864 | 0 | 1.1649 | 1.0113 | 0 | 0.34
2018-03-10 | 6 | 17 | Winter: Off-Peak |  | 36 | heating | 0.35894 | 1.0003 | 0.98855 | 0.35494 | 3.2767 | 3.9683 | 2.7263 | 0.4266 | 0 | 1.3522 | 1.0113 | 0 | 0.35494
2018-03-10 | 6 | 18 | Winter: Off-Peak |  | 36 | heating | 0.35894 | 0.99263 | 0.98855 | 0.35221 | 3.2767 | 3.9378 | 2.7263 | 0.42332 | 0 | 1.5599 | 1.0113 | 0 | 0.35221
2018-03-10 | 6 | 19 | Winter: Off-Peak |  | 36 | heating | 0.35894 | 0.98729 | 0.98855 | 0.35031 | 3.2767 | 3.9166 | 2.7263 | 0.42104 | 0 | 1.6764 | 1.0113 | 0 | 0.35031
2018-03-10 | 6 | 20 | Winter: Off-Peak |  | 36 | heating | 0.35894 | 0.98078 | 0.98855 | 0.34801 | 3.2767 | 3.8908 | 2.7263 | 0.41826 | 0 | 1.5244 | 1.0113 | 0 | 0.34801
2018-03-10 | 6 | 21 | Winter: Off-Peak |  | 36 | heating | 0.35894 | 0.96486 | 0.98855 | 0.34236 | 3.2767 | 3.8276 | 2.7263 | 0.41147 | 0 | 1.4449 | 1.0113 | 0 | 0.34236
2018-03-10 | 6 | 22 | Winter: Off-Peak |  | 37 | heating | 0.34824 | 0.93973 | 0.98855 | 0.3235 | 3.3551 | 3.7033 | 2.8034 | 0.38716 | 0 | 1.2427 | 1.0113 | 0 | 0.3235
2018-03-10 | 6 | 23 | Winter: Off-Peak |  | 36 | heating | 0.35894 | 0.93552 | 0.98855 | 0.33195 | 3.2767 | 3.7112 | 2.7263 | 0.39896 | 0 | 1.0298 | 1.0113 | 0 | 0.33195
2018-03-11 | 7 | 0 | Winter: Off-Peak |  | 37 | heating | 0.34824 | 0.96098 | 0.93761 | 0.31377 | 3.3551 | 3.5919 | 2.8034 | 0.37552 | 0 | 0.90669 | 1.0096 | 0 | 0.31377
2018-03-11 | 7 | 1 | Winter: Off-Peak |  | 37 | heating | 0.34824 | 0.99129 | 0.93761 | 0.32367 | 3.3551 | 3.7052 | 2.8034 | 0.38736 | 0 | 0.81803 | 1.0096 | 0 | 0.32367
2018-03-11 | 7 | 2 | Winter: Off-Peak |  | 37 | heating | 0.34824 | 1.0126 | 0.93761 | 0.33064 | 3.3551 | 3.785 | 2.8034 | 0.39571 | 0 | 0.74508 | 1.0096 | 0 | 0.33064
2018-03-11 | 7 | 3 | Winter: Off-Peak |  | 37 | heating | 0.34824 | 1.0289 | 0.93761 | 0.33594 | 3.3551 | 3.8457 | 2.8034 | 0.40205 | 0 | 0.69159 | 1.0096 | 0 | 0.33594
2018-03-11 | 7 | 4 | Winter: Off-Peak |  | 37 | heating | 0.34824 | 1.0654 | 0.93761 | 0.34788 | 3.3551 | 3.9824 | 2.8034 | 0.41634 | 0 | 0.64739 | 1.0096 | 0 | 0.34788
2018-03-11 | 7 | 5 | Winter: Off-Peak |  | 37 | heating | 0.34824 | 1.1031 | 0.93761 | 0.36018 | 3.3551 | 4.1232 | 2.8034 | 0.43106 | 0 | 0.7214 | 1.0096 | 0 | 0.36018
2018-03-11 | 7 | 6 | Winter: Off-Peak |  | 39 | heating | 0.32685 | 1.1674 | 0.93761 | 0.35776 | 3.4954 | 4.2668 | 2.9502 | 0.42388 | 0 | 0.87787 | 1.0096 | 0 | 0.35776
2018-03-11 | 7 | 7 | Winter: Off-Peak |  | 39 | heating | 0.32685 | 1.1567 | 0.93761 | 0.35448 | 3.4954 | 4.2277 | 2.9502 | 0.41999 | 0 | 0.97331 | 1.0096 | 0 | 0.35448
2018-03-11 | 7 | 8 | Winter: Off-Peak |  | 39 | heating | 0.32685 | 1.0887 | 0.93761 | 0.33365 | 3.4954 | 3.9792 | 2.9502 | 0.39531 | 0 | 0.9494 | 1.0096 | 0 | 0.33365
2018-03-11 | 7 | 9 | Winter: Off-Peak |  | 43 | heating | 0.28407 | 1.0265 | 0.93761 | 0.2734 | 3.737 | 3.4861 | 3.2279 | 0.31653 | 0 | 0.84085 | 1.0096 | 0 | 0.2734
2018-03-11 | 7 | 10 | Winter: Off-Peak |  | 45 | heating | 0.26267 | 0.99414 | 0.93761 | 0.24484 | 3.8226 | 3.1933 | 3.3575 | 0.27876 | 0 | 0.74504 | 1.0096 | 0 | 0.24484
2018-03-11 | 7 | 11 | Winter: Off-Peak |  | 43 | heating | 0.28407 | 0.95102 | 0.93761 | 0.2533 | 3.737 | 3.2297 | 3.2279 | 0.29325 | 0 | 0.72851 | 1.0096 | 0 | 0.2533
2018-03-11 | 7 | 12 | Winter: Off-Peak |  | 45 | heating | 0.26267 | 0.92818 | 0.93761 | 0.2286 | 3.8226 | 2.9815 | 3.3575 | 0.26026 | 0 | 0.75911 | 1.0096 | 0 | 0.2286
2018-03-11 | 7 | 13 | Winter: Off-Peak |  | 46 | heating | 0.25198 | 0.91574 | 0.93761 | 0.21635 | 3.8708 | 2.8574 | 3.4229 | 0.24466 | 0 | 0.79116 | 1.0096 | 0 | 0.21635
2018-03-11 | 7 | 14 | Winter: Off-Peak |  | 46 | heating | 0.25198 | 0.92047 | 0.93761 | 0.21747 | 3.8708 | 2.8722 | 3.4229 | 0.24593 | 0 | 0.84356 | 1.0096 | 0 | 0.21747
2018-03-11 | 7 | 15 | Winter: Off-Peak |  | 48 | heating | 0.23059 | 0.92938 | 0.93761 | 0.20093 | 3.9631 | 2.717 | 3.5525 | 0.22415 | 0 | 0.96593 | 1.0096 | 0 | 0.20093
2018-03-11 | 7 | 16 | Winter: Off-Peak |  | 48 | heating | 0.23059 | 0.95821 | 0.93761 | 0.20716 | 3.9631 | 2.8013 | 3.5525 | 0.23111 | 0 | 1.1649 | 1.0096 | 0 | 0.20716
2018-03-11 | 7 | 17 | Winter: Off-Peak |  | 48 | heating | 0.23059 | 1.0003 | 0.93761 | 0.21627 | 3.9631 | 2.9244 | 3.5525 | 0.24127 | 0 | 1.3522 | 1.0096 | 0 | 0.21627
2018-03-11 | 7 | 18 | Winter: Off-Peak |  | 45 | heating | 0.26267 | 0.99263 | 0.93761 | 0.24447 | 3.8226 | 3.1885 | 3.3575 | 0.27833 | 0 | 1.5599 | 1.0096 | 0 | 0.24447
2018-03-11 | 7 | 19 | Winter: Off-Peak |  | 43 | heating | 0.28407 | 0.98729 | 0.93761 | 0.26296 | 3.737 | 3.3529 | 3.2279 | 0.30443 | 0 | 1.6764 | 1.0096 | 0 | 0.26296
2018-03-11 | 7 | 20 | Winter: Off-Peak |  | 41 | heating | 0.30546 | 0.98078 | 0.93761 | 0.2809 | 3.629 | 3.4781 | 3.0928 | 0.3296 | 0 | 1.5244 | 1.0096 | 0 | 0.2809
2018-03-11 | 7 | 21 | Winter: Off-Peak |  | 43 | heating | 0.28407 | 0.96486 | 0.93761 | 0.25698 | 3.737 | 3.2767 | 3.2279 | 0.29752 | 0 | 1.4449 | 1.0096 | 0 | 0.25698
2018-03-11 | 7 | 22 | Winter: Off-Peak |  | 39 | heating | 0.32685 | 0.93973 | 0.93761 | 0.28798 | 3.4954 | 3.4346 | 2.9502 | 0.3412 | 0 | 1.2427 | 1.0096 | 0 | 0.28798
2018-03-11 | 7 | 23 | Winter: Off-Peak |  | 37 | heating | 0.34824 | 0.93552 | 0.93761 | 0.30546 | 3.3551 | 3.4968 | 2.8034 | 0.36557 | 0 | 1.0298 | 1.0096 | 0 | 0.30546
2018-03-12 | 1 | 0 | Winter: Off-Peak |  | 37 | heating | 0.34824 | 0.96098 | 1.0177 | 0.34058 | 3.3551 | 3.8989 | 2.8034 | 0.40761 | 0 | 0.90669 | 0.9441 | 0 | 0.34058
2018-03-12 | 1 | 1 | Winter: Off-Peak |  | 37 | heating | 0.34824 | 0.99129 | 1.0177 | 0.35133 | 3.3551 | 4.0218 | 2.8034 | 0.42046 | 0 | 0.81803 | 0.9441 | 0 | 0.35133
2018-03-12 | 1 | 2 | Winter: Off-Peak |  | 37 | heating | 0.34824 | 1.0126 | 1.0177 | 0.3589 | 3.3551 | 4.1085 | 2.8034 | 0.42952 | 0 | 0.74508 | 0.9441 | 0 | 0.3589
2018-03-12 | 1 | 3 | Winter: Off-Peak |  | 36 | heating | 0.35894 | 1.0289 | 1.0177 | 0.37585 | 3.2767 | 4.2021 | 2.7263 | 0.45172 | 0 | 0.69159 | 0.9441 | 0 | 0.37585
2018-03-12 | 1 | 4 | Winter: Off-Peak |  | 36 | heating | 0.35894 | 1.0654 | 1.0177 | 0.3892 | 3.2767 | 4.3514 | 2.7263 | 0.46778 | 0 | 0.64739 | 0.9441 | 0 | 0.3892
2018-03-12 | 1 | 5 | Winter: Off-Peak |  | 34 | heating | 0.38033 | 1.1031 | 1.0177 | 0.42698 | 3.1618 | 4.6063 | 2.5824 | 0.52277 | 0 | 0.7214 | 0.9441 | 0 | 0.42698
2018-03-12 | 1 | 6 | Winter: Off-Peak |  | 34 | heating | 0.38033 | 1.1674 | 1.0177 | 0.45187 | 3.1618 | 4.8748 | 2.5824 | 0.55324 | 0 | 0.87787 | 0.9441 | 0 | 0.45187
2018-03-12 | 1 | 7 | Winter: On-Peak |  | 34 | heating | 0.38033 | 1.1567 | 1.0177 | 0.44773 | 3.1618 | 4.8301 | 2.5824 | 0.54817 | 0 | 0.97331 | 0.9441 | 0 | 0.44773
2018-03-12 | 1 | 8 | Winter: On-Peak |  | 34 | heating | 0.38033 | 1.0887 | 1.0177 | 0.42142 | 3.1618 | 4.5462 | 2.5824 | 0.51596 | 0 | 0.9494 | 0.9441 | 0 | 0.42142
2018-03-12 | 1 | 9 | Winter: On-Peak |  | 34 | heating | 0.38033 | 1.0265 | 1.0177 | 0.39733 | 3.1618 | 4.2864 | 2.5824 | 0.48647 | 0 | 0.84085 | 0.9441 | 0 | 0.39733
2018-03-12 | 1 | 10 | Winter: On-Peak |  | 36 | heating | 0.35894 | 0.99414 | 1.0177 | 0.36316 | 3.2767 | 4.0602 | 2.7263 | 0.43647 | 0 | 0.74504 | 0.9441 | 0 | 0.36316
2018-03-12 | 1 | 11 | Winter: On-Peak |  | 36 | heating | 0.35894 | 0.95102 | 1.0177 | 0.34741 | 3.2767 | 3.8841 | 2.7263 | 0.41754 | 0 | 0.72851 | 0.9441 | 0 | 0.34741
2018-03-12 | 1 | 12 | Winter: On-Peak |  | 36 | heating | 0.35894 | 0.92818 | 1.0177 | 0.33906 | 3.2767 | 3.7908 | 2.7263 | 0.40751 | 0 | 0.75911 | 0.9441 | 0 | 0.33906
2018-03-12 | 1 | 13 | Winter: On-Peak |  | 37 | heating | 0.34824 | 0.91574 | 1.0177 | 0.32455 | 3.3551 | 3.7153 | 2.8034 | 0.38842 | 0 | 0.79116 | 0.9441 | 0 | 0.32455
2018-03-12 | 1 | 14 | Winter: On-Peak |  | 37 | heating | 0.34824 | 0.92047 | 1.0177 | 0.32623 | 3.3551 | 3.7345 | 2.8034 | 0.39043 | 0 | 0.84356 | 0.9441 | 0 | 0.32623
2018-03-12 | 1 | 15 | Winter: On-Peak |  | 37 | heating | 0.34824 | 0.92938 | 1.0177 | 0.32938 | 3.3551 | 3.7707 | 2.8034 | 0.3942 | 0 | 0.96593 | 0.9441 | 0 | 0.32938
2018-03-12 | 1 | 16 | Winter: On-Peak |  | 37 | heating | 0.34824 | 0.95821 | 1.0177 | 0.3396 | 3.3551 | 3.8876 | 2.8034 | 0.40643 | 0 | 1.1649 | 0.9441 | 0 | 0.3396
2018-03-12 | 1 | 17 | Winter: On-Peak |  | 37 | heating | 0.34824 | 1.0003 | 1.0177 | 0.35453 | 3.3551 | 4.0585 | 2.8034 | 0.42429 | 0 | 1.3522 | 0.9441 | 0 | 0.35453
2018-03-12 | 1 | 18 | Winter: On-Peak |  | 37 | heating | 0.34824 | 0.99263 | 1.0177 | 0.3518 | 3.3551 | 4.0273 | 2.8034 | 0.42103 | 0 | 1.5599 | 0.9441 | 0 | 0.3518
2018-03-12 | 1 | 19 | Winter: On-Peak |  | 37 | heating | 0.34824 | 0.98729 | 1.0177 | 0.34991 | 3.3551 | 4.0056 | 2.8034 | 0.41876 | 0 | 1.6764 | 0.9441 | 0 | 0.34991
2018-03-12 | 1 | 20 | Winter: On-Peak |  | 37 | heating | 0.34824 | 0.98078 | 1.0177 | 0.3476 | 3.3551 | 3.9792 | 2.8034 | 0.41601 | 0 | 1.5244 | 0.9441 | 0 | 0.3476
2018-03-12 | 1 | 21 | Winter: On-Peak |  | 37 | heating | 0.34824 | 0.96486 | 1.0177 | 0.34196 | 3.3551 | 3.9146 | 2.8034 | 0.40925 | 0 | 1.4449 | 0.9441 | 0 | 0.34196
2018-03-12 | 1 | 22 | Winter: On-Peak |  | 37 | heating | 0.34824 | 0.93973 | 1.0177 | 0.33305 | 3.3551 | 3.8126 | 2.8034 | 0.39859 | 0 | 1.2427 | 0.9441 | 0 | 0.33305
2018-03-12 | 1 | 23 | Winter: Off-Peak |  | 37 | heating | 0.34824 | 0.93552 | 1.0177 | 0.33156 | 3.3551 | 3.7956 | 2.8034 | 0.39681 | 0 | 1.0298 | 0.9441 | 0 | 0.33156
2018-03-13 | 2 | 0 | Winter: Off-Peak |  | 37 | heating | 0.34824 | 0.96098 | 1.02 | 0.34133 | 3.3551 | 3.9074 | 2.8034 | 0.4085 | 0 | 0.90669 | 0.83669 | 0 | 0.34133
2018-03-13 | 2 | 1 | Winter: Off-Peak |  | 37 | heating | 0.34824 | 0.99129 | 1.02 | 0.3521 | 3.3551 | 4.0307 | 2.8034 | 0.42139 | 0 | 0.81803 | 0.83669 | 0 | 0.3521
2018-03-13 | 2 | 2 | Winter: Off-Peak |  | 37 | heating | 0.34824 | 1.0126 | 1.02 | 0.35968 | 3.3551 | 4.1175 | 2.8034 | 0.43047 | 0 | 0.74508 | 0.83669 | 0 | 0.35968
2018-03-13 | 2 | 3 | Winter: Off-Peak |  | 41 | heating | 0.30546 | 1.0289 | 1.02 | 0.32055 | 3.629 | 3.9692 | 3.0928 | 0.37613 | 0 | 0.69159 | 0.83669 | 0 | 0.32055
2018-03-13 | 2 | 4 | Winter: Off-Peak |  | 39 | heating | 0.32685 | 1.0654 | 1.02 | 0.35519 | 3.4954 | 4.2361 | 2.9502 | 0.42083 | 0 | 0.64739 | 0.83669 | 0 | 0.35519
2018-03-13 | 2 | 5 | Winter: Off-Peak |  | 39 | heating | 0.32685 | 1.1031 | 1.02 | 0.36775 | 3.4954 | 4.3859 | 2.9502 | 0.43571 | 0 | 0.7214 | 0.83669 | 0 | 0.36775
2018-03-13 | 2 | 6 | Winter: Off-Peak |  | 39 | heating | 0.32685 | 1.1674 | 1.02 | 0.38919 | 3.4954 | 4.6415 | 2.9502 | 0.46111 | 0 | 0.87787 | 0.83669 | 0 | 0.38919
2018-03-13 | 2 | 7 | Winter: On-Peak |  | 37 | heating | 0.34824 | 1.1567 | 1.02 | 0.41086 | 3.3551 | 4.7034 | 2.8034 | 0.49171 | 0 | 0.97331 | 0.83669 | 0 | 0.41086
2018-03-13 | 2 | 8 | Winter: On-Peak |  | 36 | heating | 0.35894 | 1.0887 | 1.02 | 0.39859 | 3.2767 | 4.4563 | 2.7263 | 0.47906 | 0 | 0.9494 | 0.83669 | 0 | 0.39859
2018-03-13 | 2 | 9 | Winter: On-Peak |  | 36 | heating | 0.35894 | 1.0265 | 1.02 | 0.37581 | 3.2767 | 4.2016 | 2.7263 | 0.45168 | 0 | 0.84085 | 0.83669 | 0 | 0.37581
2018-03-13 | 2 | 10 | Winter: On-Peak |  | 36 | heating | 0.35894 | 0.99414 | 1.02 | 0.36396 | 3.2767 | 4.0691 | 2.7263 | 0.43743 | 0 | 0.74504 | 0.83669 | 0 | 0.36396
2018-03-13 | 2 | 11 | Winter: On-Peak |  | 37 | heating | 0.34824 | 0.95102 | 1.02 | 0.3378 | 3.3551 | 3.867 | 2.8034 | 0.40427 | 0 | 0.72851 | 0.83669 | 0 | 0.3378
2018-03-13 | 2 | 12 | Winter: On-Peak |  | 37 | heating | 0.34824 | 0.92818 | 1.02 | 0.32968 | 3.3551 | 3.7741 | 2.8034 | 0.39456 | 0 | 0.75911 | 0.83669 | 0 | 0.32968
2018-03-13 | 2 | 13 | Winter: On-Peak |  | 37 | heating | 0.34824 | 0.91574 | 1.02 | 0.32526 | 3.3551 | 3.7235 | 2.8034 | 0.38927 | 0 | 0.79116 | 0.83669 | 0 | 0.32526
2018-03-13 | 2 | 14 | Winter: On-Peak |  | 37 | heating | 0.34824 | 0.92047 | 1.02 | 0.32695 | 3.3551 | 3.7427 | 2.8034 | 0.39128 | 0 | 0.84356 | 0.83669 | 0 | 0.32695
2018-03-13 | 2 | 15 | Winter: On-Peak |  | 37 | heating | 0.34824 | 0.92938 | 1.02 | 0.33011 | 3.3551 | 3.7789 | 2.8034 | 0.39507 | 0 | 0.96593 | 0.83669 | 0 | 0.33011
2018-03-13 | 2 | 16 | Winter: On-Peak |  | 37 | heating | 0.34824 | 0.95821 | 1.02 | 0.34035 | 3.3551 | 3.8962 | 2.8034 | 0.40732 | 0 | 1.1649 | 0.83669 | 0 | 0.34035
2018-03-13 | 2 | 17 | Winter: On-Peak |  | 36 | heating | 0.35894 | 1.0003 | 1.02 | 0.36622 | 3.2767 | 4.0944 | 2.7263 | 0.44015 | 0 | 1.3522 | 0.83669 | 0 | 0.36622
2018-03-13 | 2 | 18 | Winter: On-Peak |  | 36 | heating | 0.35894 | 0.99263 | 1.02 | 0.36341 | 3.2767 | 4.0629 | 2.7263 | 0.43677 | 0 | 1.5599 | 0.83669 | 0 | 0.36341
2018-03-13 | 2 | 19 | Winter: On-Peak |  | 34 | heating | 0.38033 | 0.98729 | 1.02 | 0.38299 | 3.1618 | 4.1317 | 2.5824 | 0.46891 | 0 | 1.6764 | 0.83669 | 0 | 0.38299
2018-03-13 | 2 | 20 | Winter: On-Peak |  | 34 | heating | 0.38033 | 0.98078 | 1.02 | 0.38047 | 3.1618 | 4.1045 | 2.5824 | 0.46582 | 0 | 1.5244 | 0.83669 | 0 | 0.38047
2018-03-13 | 2 | 21 | Winter: On-Peak |  | 34 | heating | 0.38033 | 0.96486 | 1.02 | 0.37429 | 3.1618 | 4.0378 | 2.5824 | 0.45825 | 0 | 1.4449 | 0.83669 | 0 | 0.37429
2018-03-13 | 2 | 22 | Winter: On-Peak |  | 34 | heating | 0.38033 | 0.93973 | 1.02 | 0.36454 | 3.1618 | 3.9326 | 2.5824 | 0.44632 | 0 | 1.2427 | 0.83669 | 0 | 0.36454
2018-03-13 | 2 | 23 | Winter: Off-Peak |  | 32 | heating | 0.40172 | 0.93552 | 1.02 | 0.38332 | 3.1004 | 4.0549 | 2.4523 | 0.48462 | 0 | 1.0298 | 0.83669 | 0 | 0.38332
2018-03-14 | 3 | 0 | Winter: Off-Peak |  | 32 | heating | 0.40172 | 0.97482 | 1.0263 | 0.4019 | 3.1004 | 4.2515 | 2.4523 | 0.50812 | 0 | 0.90669 | 0.94211 | 0 | 0.4019
2018-03-14 | 3 | 1 | Winter: Off-Peak |  | 30 | heating | 0.42311 | 1.0122 | 1.0263 | 0.43956 | 3.0748 | 4.6114 | 2.334 | 0.57907 | 0 | 0.81803 | 0.94211 | 0 | 0.43956
2018-03-14 | 3 | 2 | Winter: Off-Peak |  | 30 | heating | 0.42311 | 1.051 | 1.0263 | 0.45637 | 3.0748 | 4.7879 | 2.334 | 0.60122 | 0 | 0.74508 | 0.94211 | 0 | 0.45637
2018-03-14 | 3 | 3 | Winter: Off-Peak |  | 30 | heating | 0.42311 | 1.0924 | 1.0263 | 0.47437 | 3.0748 | 4.9766 | 2.334 | 0.62492 | 0 | 0.69159 | 0.94211 | 0 | 0.47437
2018-03-14 | 3 | 4 | Winter: Off-Peak |  | 30 | heating | 0.42311 | 1.1348 | 1.0263 | 0.49279 | 3.0748 | 5.1699 | 2.334 | 0.64919 | 0 | 0.64739 | 0.94211 | 0 | 0.49279
2018-03-14 | 3 | 5 | Winter: Off-Peak |  | 30 | heating | 0.42311 | 1.1636 | 1.0263 | 0.50526 | 3.0748 | 5.3008 | 2.334 | 0.66563 | 0 | 0.7214 | 0.94211 | 0 | 0.50526
2018-03-14 | 3 | 6 | Winter: Off-Peak |  | 28 | heating | 0.4445 | 1.2084 | 1.0263 | 0.55126 | 3.0942 | 5.8199 | 2.2833 | 0.74704 | 0 | 0.87787 | 0.94211 | 0 | 0.55126
2018-03-14 | 3 | 7 | Winter: On-Peak |  | 28 | heating | 0.4445 | 1.1637 | 1.0263 | 0.53089 | 3.0942 | 5.6048 | 2.2833 | 0.71943 | 0 | 0.97331 | 0.94211 | 0 | 0.53089
2018-03-14 | 3 | 8 | Winter: On-Peak |  | 28 | heating | 0.4445 | 1.0942 | 1.0263 | 0.49917 | 3.0942 | 5.2699 | 2.2833 | 0.67644 | 0 | 0.9494 | 0.94211 | 0 | 0.49917
2018-03-14 | 3 | 9 | Winter: On-Peak |  | 28 | heating | 0.4445 | 1.0343 | 1.0263 | 0.47184 | 3.0942 | 4.9814 | 2.2833 | 0.63941 | 0 | 0.84085 | 0.94211 | 0 | 0.47184
2018-03-14 | 3 | 10 | Winter: On-Peak |  | 28 | heating | 0.4445 | 0.98112 | 1.0263 | 0.44758 | 3.0942 | 4.7253 | 2.2833 | 0.60654 | 0 | 0.74504 | 0.94211 | 0 | 0.44758
2018-03-14 | 3 | 11 | Winter: On-Peak |  | 30 | heating | 0.42311 | 0.94956 | 1.0263 | 0.41234 | 3.0748 | 4.3259 | 2.334 | 0.54321 | 0 | 0.72851 | 0.94211 | 0 | 0.41234
2018-03-14 | 3 | 12 | Winter: On-Peak |  | 30 | heating | 0.42311 | 0.91648 | 1.0263 | 0.39797 | 3.0748 | 4.1752 | 2.334 | 0.52429 | 0 | 0.75911 | 0.94211 | 0 | 0.39797
2018-03-14 | 3 | 13 | Winter: On-Peak |  | 32 | heating | 0.40172 | 0.9004 | 1.0263 | 0.37122 | 3.1004 | 3.927 | 2.4523 | 0.46933 | 0 | 0.79116 | 0.94211 | 0 | 0.37122
2018-03-14 | 3 | 14 | Winter: On-Peak |  | 36 | heating | 0.35894 | 0.86033 | 1.0263 | 0.31693 | 3.2767 | 3.5433 | 2.7263 | 0.38091 | 0 | 0.84356 | 0.94211 | 0 | 0.31693
2018-03-14 | 3 | 15 | Winter: On-Peak |  | 36 | heating | 0.35894 | 0.85755 | 1.0263 | 0.3159 | 3.2767 | 3.5318 | 2.7263 | 0.37967 | 0 | 0.96593 | 0.94211 | 0 | 0.3159
2018-03-14 | 3 | 16 | Winter: On-Peak |  | 36 | heating | 0.35894 | 0.88345 | 1.0263 | 0.32544 | 3.2767 | 3.6385 | 2.7263 | 0.39114 | 0 | 1.1649 | 0.94211 | 0 | 0.32544
2018-03-14 | 3 | 17 | Winter: On-Peak |  | 36 | heating | 0.35894 | 0.94026 | 1.0263 | 0.34637 | 3.2767 | 3.8725 | 2.7263 | 0.4163 | 0 | 1.3522 | 0.94211 | 0 | 0.34637
2018-03-14 | 3 | 18 | Winter: On-Peak |  | 34 | heating | 0.38033 | 0.98182 | 1.0263 | 0.38324 | 3.1618 | 4.1344 | 2.5824 | 0.46921 | 0 | 1.5599 | 0.94211 | 0 | 0.38324
2018-03-14 | 3 | 19 | Winter: On-Peak |  | 30 | heating | 0.42311 | 0.98419 | 1.0263 | 0.42738 | 3.0748 | 4.4836 | 2.334 | 0.56302 | 0 | 1.6764 | 0.94211 | 0 | 0.42738
2018-03-14 | 3 | 20 | Winter: On-Peak |  | 28 | heating | 0.4445 | 0.97072 | 1.0263 | 0.44284 | 3.0942 | 4.6752 | 2.2833 | 0.60011 | 0 | 1.5244 | 0.94211 | 0 | 0.44284
2018-03-14 | 3 | 21 | Winter: On-Peak |  | 27 | heating | 0.4552 | 0.95751 | 1.0263 | 0.44732 | 3.1144 | 4.7533 | 2.2875 | 0.60901 | 0 | 1.4449 | 0.94211 | 0 | 0.44732
2018-03-14 | 3 | 22 | Winter: On-Peak |  | 25 | heating | 0.47659 | 0.94265 | 1.0263 | 0.46108 | 3.0939 | 4.8674 | 2.1844 | 0.65307 | 0 | 1.2427 | 0.94211 | 0 | 0.46108
2018-03-14 | 3 | 23 | Winter: Off-Peak |  | 25 | heating | 0.47659 | 0.94451 | 1.0263 | 0.46198 | 3.0939 | 4.8769 | 2.1844 | 0.65435 | 0 | 1.0298 | 0.94211 | 0 | 0.46198
2018-03-15 | 4 | 0 | Winter: Off-Peak |  | 23 | heating | 0.49798 | 0.97482 | 1.002 | 0.48643 | 3.0593 | 5.0775 | 2.0731 | 0.71782 | 0 | 0.90669 | 1.0706 | 0 | 0.48643
2018-03-15 | 4 | 1 | Winter: Off-Peak |  | 23 | heating | 0.49798 | 1.0122 | 1.002 | 0.50511 | 3.0593 | 5.2725 | 2.0731 | 0.74538 | 0 | 0.81803 | 1.0706 | 0 | 0.50511
2018-03-15 | 4 | 2 | Winter: Off-Peak |  | 21 | heating | 0.51937 | 1.051 | 1.002 | 0.54696 | 3.0223 | 5.6403 | 1.9597 | 0.84354 | 0 | 0.74508 | 1.0706 | 0 | 0.54696
2018-03-15 | 4 | 3 | Winter: Off-Peak |  | 21 | heating | 0.51937 | 1.0924 | 1.002 | 0.56853 | 3.0223 | 5.8627 | 1.9597 | 0.87679 | 0 | 0.69159 | 1.0706 | 0 | 0.56853
2018-03-15 | 4 | 4 | Winter: Off-Peak |  | 21 | heating | 0.51937 | 1.1348 | 1.002 | 0.59061 | 3.0223 | 6.0904 | 1.9597 | 0.91085 | 0 | 0.64739 | 1.0706 | 0 | 0.59061
2018-03-15 | 4 | 5 | Winter: Off-Peak |  | 19 | heating | 0.54077 | 1.1636 | 1.002 | 0.6305 | 2.9438 | 6.3328 | 1.829 | 1.0148 | 0 | 0.7214 | 1.0706 | 0 | 0.6305
2018-03-15 | 4 | 6 | Winter: Off-Peak |  | 19 | heating | 0.54077 | 1.2084 | 1.002 | 0.65479 | 2.9438 | 6.5769 | 1.829 | 1.0539 | 0 | 0.87787 | 1.0706 | 0 | 0.65479
2018-03-15 | 4 | 7 | Winter: On-Peak |  | 21 | heating | 0.51937 | 1.1637 | 1.002 | 0.60565 | 3.0223 | 6.2455 | 1.9597 | 0.93405 | 0 | 0.97331 | 1.0706 | 0 | 0.60565
2018-03-15 | 4 | 8 | Winter: On-Peak |  | 27 | heating | 0.4552 | 1.0942 | 1.002 | 0.4991 | 3.1144 | 5.3035 | 2.2875 | 0.6795 | 0 | 0.9494 | 1.0706 | 0 | 0.4991
2018-03-15 | 4 | 9 | Winter: On-Peak |  | 34 | heating | 0.38033 | 1.0343 | 1.002 | 0.39418 | 3.1618 | 4.2524 | 2.5824 | 0.48261 | 0 | 0.84085 | 1.0706 | 0 | 0.39418
2018-03-15 | 4 | 10 | Winter: On-Peak |  | 37 | heating | 0.34824 | 0.98112 | 1.002 | 0.34237 | 3.3551 | 3.9193 | 2.8034 | 0.40974 | 0 | 0.74504 | 1.0706 | 0 | 0.34237
2018-03-15 | 4 | 11 | Winter: On-Peak |  | 39 | heating | 0.32685 | 0.94956 | 1.002 | 0.311 | 3.4954 | 3.709 | 2.9502 | 0.36847 | 0 | 0.72851 | 1.0706 | 0 | 0.311
2018-03-15 | 4 | 12 | Winter: On-Peak |  | 41 | heating | 0.30546 | 0.91648 | 1.002 | 0.28052 | 3.629 | 3.4734 | 3.0928 | 0.32916 | 0 | 0.75911 | 1.0706 | 0 | 0.28052
2018-03-15 | 4 | 13 | Winter: On-Peak |  | 43 | heating | 0.28407 | 0.9004 | 1.002 | 0.2563 | 3.737 | 3.268 | 3.2279 | 0.29672 | 0 | 0.79116 | 1.0706 | 0 | 0.2563
2018-03-15 | 4 | 14 | Winter: On-Peak |  | 45 | heating | 0.26267 | 0.86033 | 1.002 | 0.22645 | 3.8226 | 2.9535 | 3.3575 | 0.25781 | 0 | 0.84356 | 1.0706 | 0 | 0.22645
2018-03-15 | 4 | 15 | Winter: On-Peak |  | 46 | heating | 0.25198 | 0.85755 | 1.002 | 0.21652 | 3.8708 | 2.8597 | 3.4229 | 0.24486 | 0 | 0.96593 | 1.0706 | 0 | 0.21652
2018-03-15 | 4 | 16 | Winter: On-Peak |  | 45 | heating | 0.26267 | 0.88345 | 1.002 | 0.23253 | 3.8226 | 3.0328 | 3.3575 | 0.26474 | 0 | 1.1649 | 1.0706 | 0 | 0.23253
2018-03-15 | 4 | 17 | Winter: On-Peak |  | 45 | heating | 0.26267 | 0.94026 | 1.002 | 0.24749 | 3.8226 | 3.2278 | 3.3575 | 0.28177 | 0 | 1.3522 | 1.0706 | 0 | 0.24749
2018-03-15 | 4 | 18 | Winter: On-Peak |  | 39 | heating | 0.32685 | 0.98182 | 1.002 | 0.32156 | 3.4954 | 3.835 | 2.9502 | 0.38099 | 0 | 1.5599 | 1.0706 | 0 | 0.32156
2018-03-15 | 4 | 19 | Winter: On-Peak |  | 37 | heating | 0.34824 | 0.98419 | 1.002 | 0.34344 | 3.3551 | 3.9315 | 2.8034 | 0.41102 | 0 | 1.6764 | 1.0706 | 0 | 0.34344
2018-03-15 | 4 | 20 | Winter: On-Peak |  | 37 | heating | 0.34824 | 0.97072 | 1.002 | 0.33874 | 3.3551 | 3.8777 | 2.8034 | 0.40539 | 0 | 1.5244 | 1.0706 | 0 | 0.33874
2018-03-15 | 4 | 21 | Winter: On-Peak |  | 36 | heating | 0.35894 | 0.95751 | 1.002 | 0.34439 | 3.2767 | 3.8503 | 2.7263 | 0.41391 | 0 | 1.4449 | 1.0706 | 0 | 0.34439
2018-03-15 | 4 | 22 | Winter: On-Peak |  | 36 | heating | 0.35894 | 0.94265 | 1.002 | 0.33904 | 3.2767 | 3.7906 | 2.7263 | 0.40749 | 0 | 1.2427 | 1.0706 | 0 | 0.33904
2018-03-15 | 4 | 23 | Winter: Off-Peak |  | 34 | heating | 0.38033 | 0.94451 | 1.002 | 0.35996 | 3.1618 | 3.8832 | 2.5824 | 0.44071 | 0 | 1.0298 | 1.0706 | 0 | 0.35996
2018-03-16 | 5 | 0 | Winter: Off-Peak |  | 34 | heating | 0.38033 | 0.97482 | 1.0078 | 0.37364 | 3.1618 | 4.0308 | 2.5824 | 0.45746 | 0 | 0.90669 | 1.1856 | 0 | 0.37364
2018-03-16 | 5 | 1 | Winter: Off-Peak |  | 34 | heating | 0.38033 | 1.0122 | 1.0078 | 0.38799 | 3.1618 | 4.1856 | 2.5824 | 0.47503 | 0 | 0.81803 | 1.1856 | 0 | 0.38799
2018-03-16 | 5 | 2 | Winter: Off-Peak |  | 34 | heating | 0.38033 | 1.051 | 1.0078 | 0.40283 | 3.1618 | 4.3457 | 2.5824 | 0.4932 | 0 | 0.74508 | 1.1856 | 0 | 0.40283
2018-03-16 | 5 | 3 | Winter: Off-Peak |  | 34 | heating | 0.38033 | 1.0924 | 1.0078 | 0.41871 | 3.1618 | 4.5171 | 2.5824 | 0.51265 | 0 | 0.69159 | 1.1856 | 0 | 0.41871
2018-03-16 | 5 | 4 | Winter: Off-Peak |  | 34 | heating | 0.38033 | 1.1348 | 1.0078 | 0.43498 | 3.1618 | 4.6925 | 2.5824 | 0.53256 | 0 | 0.64739 | 1.1856 | 0 | 0.43498
2018-03-16 | 5 | 5 | Winter: Off-Peak |  | 34 | heating | 0.38033 | 1.1636 | 1.0078 | 0.44599 | 3.1618 | 4.8113 | 2.5824 | 0.54604 | 0 | 0.7214 | 1.1856 | 0 | 0.44599
2018-03-16 | 5 | 6 | Winter: Off-Peak |  | 34 | heating | 0.38033 | 1.2084 | 1.0078 | 0.46317 | 3.1618 | 4.9967 | 2.5824 | 0.56708 | 0 | 0.87787 | 1.1856 | 0 | 0.46317
2018-03-16 | 5 | 7 | Winter: On-Peak |  | 34 | heating | 0.38033 | 1.1637 | 1.0078 | 0.44606 | 3.1618 | 4.8121 | 2.5824 | 0.54612 | 0 | 0.97331 | 1.1856 | 0 | 0.44606
2018-03-16 | 5 | 8 | Winter: On-Peak |  | 36 | heating | 0.35894 | 1.0942 | 1.0078 | 0.39581 | 3.2767 | 4.4252 | 2.7263 | 0.47572 | 0 | 0.9494 | 1.1856 | 0 | 0.39581
2018-03-16 | 5 | 9 | Winter: On-Peak |  | 36 | heating | 0.35894 | 1.0343 | 1.0078 | 0.37415 | 3.2767 | 4.183 | 2.7263 | 0.44968 | 0 | 0.84085 | 1.1856 | 0 | 0.37415
2018-03-16 | 5 | 10 | Winter: On-Peak |  | 37 | heating | 0.34824 | 0.98112 | 1.0078 | 0.34433 | 3.3551 | 3.9418 | 2.8034 | 0.41209 | 0 | 0.74504 | 1.1856 | 0 | 0.34433
2018-03-16 | 5 | 11 | Winter: On-Peak |  | 39 | heating | 0.32685 | 0.94956 | 1.0078 | 0.31278 | 3.4954 | 3.7303 | 2.9502 | 0.37059 | 0 | 0.72851 | 1.1856 | 0 | 0.31278
2018-03-16 | 5 | 12 | Winter: On-Peak |  | 39 | heating | 0.32685 | 0.91648 | 1.0078 | 0.30189 | 3.4954 | 3.6004 | 2.9502 | 0.35768 | 0 | 0.75911 | 1.1856 | 0 | 0.30189
2018-03-16 | 5 | 13 | Winter: On-Peak |  | 41 | heating | 0.30546 | 0.9004 | 1.0078 | 0.27718 | 3.629 | 3.4321 | 3.0928 | 0.32524 | 0 | 0.79116 | 1.1856 | 0 | 0.27718
2018-03-16 | 5 | 14 | Winter: On-Peak |  | 43 | heating | 0.28407 | 0.86033 | 1.0078 | 0.2463 | 3.737 | 3.1405 | 3.2279 | 0.28514 | 0 | 0.84356 | 1.1856 | 0 | 0.2463
2018-03-16 | 5 | 15 | Winter: On-Peak |  | 43 | heating | 0.28407 | 0.85755 | 1.0078 | 0.2455 | 3.737 | 3.1303 | 3.2279 | 0.28422 | 0 | 0.96593 | 1.1856 | 0 | 0.2455
2018-03-16 | 5 | 16 | Winter: On-Peak |  | 43 | heating | 0.28407 | 0.88345 | 1.0078 | 0.25292 | 3.737 | 3.2249 | 3.2279 | 0.29281 | 0 | 1.1649 | 1.1856 | 0 | 0.25292
2018-03-16 | 5 | 17 | Winter: On-Peak |  | 43 | heating | 0.28407 | 0.94026 | 1.0078 | 0.26918 | 3.737 | 3.4322 | 3.2279 | 0.31164 | 0 | 1.3522 | 1.1856 | 0 | 0.26918
2018-03-16 | 5 | 18 | Winter: On-Peak |  | 43 | heating | 0.28407 | 0.98182 | 1.0078 | 0.28108 | 3.737 | 3.584 | 3.2279 | 0.32541 | 0 | 1.5599 | 1.1856 | 0 | 0.28108
2018-03-16 | 5 | 19 | Winter: On-Peak |  | 43 | heating | 0.28407 | 0.98419 | 1.0078 | 0.28176 | 3.737 | 3.5926 | 3.2279 | 0.3262 | 0 | 1.6764 | 1.1856 | 0 | 0.28176
2018-03-16 | 5 | 20 | Winter: On-Peak |  | 43 | heating | 0.28407 | 0.97072 | 1.0078 | 0.2779 | 3.737 | 3.5434 | 3.2279 | 0.32173 | 0 | 1.5244 | 1.1856 | 0 | 0.2779
2018-03-16 | 5 | 21 | Winter: On-Peak |  | 43 | heating | 0.28407 | 0.95751 | 1.0078 | 0.27412 | 3.737 | 3.4952 | 3.2279 | 0.31735 | 0 | 1.4449 | 1.1856 | 0 | 0.27412
2018-03-16 | 5 | 22 | Winter: On-Peak |  | 43 | heating | 0.28407 | 0.94265 | 1.0078 | 0.26986 | 3.737 | 3.441 | 3.2279 | 0.31243 | 0 | 1.2427 | 1.1856 | 0 | 0.26986
2018-03-16 | 5 | 23 | Winter: Off-Peak |  | 43 | heating | 0.28407 | 0.94451 | 1.0078 | 0.2704 | 3.737 | 3.4477 | 3.2279 | 0.31304 | 0 | 1.0298 | 1.1856 | 0 | 0.2704
2018-03-17 | 6 | 0 | Winter: Off-Peak |  | 43 | heating | 0.28407 | 0.97482 | 0.98855 | 0.27374 | 3.737 | 3.4904 | 3.2279 | 0.31692 | 0 | 0.90669 | 1.0113 | 0 | 0.27374
2018-03-17 | 6 | 1 | Winter: Off-Peak |  | 41 | heating | 0.30546 | 1.0122 | 0.98855 | 0.30566 | 3.629 | 3.7847 | 3.0928 | 0.35865 | 0 | 0.81803 | 1.0113 | 0 | 0.30566
2018-03-17 | 6 | 2 | Winter: Off-Peak |  | 39 | heating | 0.32685 | 1.051 | 0.98855 | 0.33957 | 3.4954 | 4.0498 | 2.9502 | 0.40233 | 0 | 0.74508 | 1.0113 | 0 | 0.33957
2018-03-17 | 6 | 3 | Winter: Off-Peak |  | 39 | heating | 0.32685 | 1.0924 | 0.98855 | 0.35296 | 3.4954 | 4.2095 | 2.9502 | 0.41819 | 0 | 0.69159 | 1.0113 | 0 | 0.35296
2018-03-17 | 6 | 4 | Winter: Off-Peak |  | 37 | heating | 0.34824 | 1.1348 | 0.98855 | 0.39067 | 3.3551 | 4.4722 | 2.8034 | 0.46754 | 0 | 0.64739 | 1.0113 | 0 | 0.39067
2018-03-17 | 6 | 5 | Winter: Off-Peak |  | 36 | heating | 0.35894 | 1.1636 | 0.98855 | 0.41286 | 3.2767 | 4.6158 | 2.7263 | 0.49621 | 0 | 0.7214 | 1.0113 | 0 | 0.41286
2018-03-17 | 6 | 6 | Winter: Off-Peak |  | 36 | heating | 0.35894 | 1.2084 | 0.98855 | 0.42877 | 3.2767 | 4.7937 | 2.7263 | 0.51533 | 0 | 0.87787 | 1.0113 | 0 | 0.42877
2018-03-17 | 6 | 7 | Winter: Off-Peak |  | 37 | heating | 0.34824 | 1.1637 | 0.98855 | 0.40062 | 3.3551 | 4.5861 | 2.8034 | 0.47946 | 0 | 0.97331 | 1.0113 | 0 | 0.40062
2018-03-17 | 6 | 8 | Winter: Off-Peak |  | 39 | heating | 0.32685 | 1.0942 | 0.98855 | 0.35354 | 3.4954 | 4.2164 | 2.9502 | 0.41888 | 0 | 0.9494 | 1.0113 | 0 | 0.35354
2018-03-17 | 6 | 9 | Winter: Off-Peak |  | 43 | heating | 0.28407 | 1.0343 | 0.98855 | 0.29044 | 3.737 | 3.7034 | 3.2279 | 0.33626 | 0 | 0.84085 | 1.0113 | 0 | 0.29044
2018-03-17 | 6 | 10 | Winter: Off-Peak |  | 45 | heating | 0.26267 | 0.98112 | 0.98855 | 0.25476 | 3.8226 | 3.3228 | 3.3575 | 0.29005 | 0 | 0.74504 | 1.0113 | 0 | 0.25476
2018-03-17 | 6 | 11 | Winter: Off-Peak |  | 48 | heating | 0.23059 | 0.94956 | 0.98855 | 0.21645 | 3.9631 | 2.9268 | 3.5525 | 0.24146 | 0 | 0.72851 | 1.0113 | 0 | 0.21645
2018-03-17 | 6 | 12 | Winter: Off-Peak |  | 48 | heating | 0.23059 | 0.91648 | 0.98855 | 0.20891 | 3.9631 | 2.8249 | 3.5525 | 0.23305 | 0 | 0.75911 | 1.0113 | 0 | 0.20891
2018-03-17 | 6 | 13 | Winter: Off-Peak |  | 52 | heating | 0.1878 | 0.9004 | 0.98855 | 0.16716 | 4.0951 | 2.3357 | 3.8021 | 0.18004 | 0 | 0.79116 | 1.0113 | 0 | 0.16716
2018-03-17 | 6 | 14 | Winter: Off-Peak |  | 54 | heating | 0.16641 | 0.86033 | 0.98855 | 0.14153 | 4.156 | 2.0069 | 3.9259 | 0.14982 | 0 | 0.84356 | 1.0113 | 0 | 0.14153
2018-03-17 | 6 | 15 | Winter: Off-Peak |  | 54 | heating | 0.16641 | 0.85755 | 0.98855 | 0.14107 | 4.156 | 2.0004 | 3.9259 | 0.14934 | 0 | 0.96593 | 1.0113 | 0 | 0.14107
2018-03-17 | 6 | 16 | Winter: Off-Peak |  | 54 | heating | 0.16641 | 0.88345 | 0.98855 | 0.14533 | 4.156 | 2.0608 | 3.9259 | 0.15385 | 0 | 1.1649 | 1.0113 | 0 | 0.14533
2018-03-17 | 6 | 17 | Winter: Off-Peak |  | 54 | heating | 0.16641 | 0.94026 | 0.98855 | 0.15468 | 4.156 | 2.1934 | 3.9259 | 0.16374 | 0 | 1.3522 | 1.0113 | 0 | 0.15468
2018-03-17 | 6 | 18 | Winter: Off-Peak |  | 50 | heating | 0.20919 | 0.98182 | 0.98855 | 0.20304 | 4.0352 | 2.7954 | 3.6783 | 0.22274 | 0 | 1.5599 | 1.0113 | 0 | 0.20304
2018-03-17 | 6 | 19 | Winter: Off-Peak |  | 45 | heating | 0.26267 | 0.98419 | 0.98855 | 0.25556 | 3.8226 | 3.3331 | 3.3575 | 0.29096 | 0 | 1.6764 | 1.0113 | 0 | 0.25556
2018-03-17 | 6 | 20 | Winter: Off-Peak |  | 43 | heating | 0.28407 | 0.97072 | 0.98855 | 0.27259 | 3.737 | 3.4757 | 3.2279 | 0.31558 | 0 | 1.5244 | 1.0113 | 0 | 0.27259
2018-03-17 | 6 | 21 | Winter: Off-Peak |  | 39 | heating | 0.32685 | 0.95751 | 0.98855 | 0.30938 | 3.4954 | 3.6897 | 2.9502 | 0.36655 | 0 | 1.4449 | 1.0113 | 0 | 0.30938
2018-03-17 | 6 | 22 | Winter: Off-Peak |  | 39 | heating | 0.32685 | 0.94265 | 0.98855 | 0.30458 | 3.4954 | 3.6324 | 2.9502 | 0.36086 | 0 | 1.2427 | 1.0113 | 0 | 0.30458
2018-03-17 | 6 | 23 | Winter: Off-Peak |  | 39 | heating | 0.32685 | 0.94451 | 0.98855 | 0.30518 | 3.4954 | 3.6396 | 2.9502 | 0.36157 | 0 | 1.0298 | 1.0113 | 0 | 0.30518
2018-03-18 | 7 | 0 | Winter: Off-Peak |  | 39 | heating | 0.32685 | 0.97482 | 0.93761 | 0.29874 | 3.4954 | 3.5628 | 2.9502 | 0.35395 | 0 | 0.90669 | 1.0096 | 0 | 0.29874
2018-03-18 | 7 | 1 | Winter: Off-Peak |  | 45 | heating | 0.26267 | 1.0122 | 0.93761 | 0.2493 | 3.8226 | 3.2515 | 3.3575 | 0.28383 | 0 | 0.81803 | 1.0096 | 0 | 0.2493
2018-03-18 | 7 | 2 | Winter: Off-Peak |  | 52 | heating | 0.1878 | 1.051 | 0.93761 | 0.18506 | 4.0951 | 2.5857 | 3.8021 | 0.19932 | 0 | 0.74508 | 1.0096 | 0 | 0.18506
2018-03-18 | 7 | 3 | Winter: Off-Peak |  | 54 | heating | 0.16641 | 1.0924 | 0.93761 | 0.17045 | 4.156 | 2.417 | 3.9259 | 0.18043 | 0 | 0.69159 | 1.0096 | 0 | 0.17045
2018-03-18 | 7 | 4 | Winter: Off-Peak |  | 48 | heating | 0.23059 | 1.1348 | 0.93761 | 0.24535 | 3.9631 | 3.3176 | 3.5525 | 0.27371 | 0 | 0.64739 | 1.0096 | 0 | 0.24535
2018-03-18 | 7 | 5 | Winter: Off-Peak |  | 50 | heating | 0.20919 | 1.1636 | 0.93761 | 0.22822 | 4.0352 | 3.1422 | 3.6783 | 0.25036 | 0 | 0.7214 | 1.0096 | 0 | 0.22822
2018-03-18 | 7 | 6 | Winter: Off-Peak |  | 57 | heating | 0.13432 | 1.2084 | 0.93761 | 0.15219 | 4.2531 | 2.2085 | 4.112 | 0.15741 | 0 | 0.87787 | 1.0096 | 0 | 0.15219
2018-03-18 | 7 | 7 | Winter: Off-Peak |  | 57 | heating | 0.13432 | 1.1637 | 0.93761 | 0.14656 | 4.2531 | 2.1269 | 4.112 | 0.15159 | 0 | 0.97331 | 1.0096 | 0 | 0.14656
2018-03-18 | 7 | 8 | Winter: Off-Peak |  | 55 | heating | 0.15571 | 1.0942 | 0.93761 | 0.15975 | 4.1851 | 2.2812 | 3.9877 | 0.16766 | 0 | 0.9494 | 1.0096 | 0 | 0.15975
2018-03-18 | 7 | 9 | Winter: Off-Peak |  | 55 | heating | 0.15571 | 1.0343 | 0.93761 | 0.15101 | 4.1851 | 2.1563 | 3.9877 | 0.15848 | 0 | 0.84085 | 1.0096 | 0 | 0.15101
2018-03-18 | 7 | 10 | Winter: Off-Peak |  | 57 | heating | 0.13432 | 0.98112 | 0.93761 | 0.12356 | 4.2531 | 1.7931 | 4.112 | 0.12781 | 0 | 0.74504 | 1.0096 | 0 | 0.12356
2018-03-18 | 7 | 11 | Winter: Off-Peak |  | 61 | heating | 0.09154 | 0.94956 | 0.93761 | 0.081499 | 4.3818 | 1.2185 | 4.3586 | 0.081934 | 0 | 0.72851 | 1.0096 | 0 | 0.081499
2018-03-18 | 7 | 12 | Winter: Off-Peak |  | 61 | heating | 0.09154 | 0.91648 | 0.93761 | 0.07866 | 4.3818 | 1.176 | 4.3586 | 0.07908 | 0 | 0.75911 | 1.0096 | 0 | 0.07866
2018-03-18 | 7 | 13 | Winter: Off-Peak |  | 61 | heating | 0.09154 | 0.9004 | 0.93761 | 0.07728 | 4.3818 | 1.1554 | 4.3586 | 0.077692 | 0 | 0.79116 | 1.0096 | 0 | 0.07728
2018-03-18 | 7 | 14 | Winter: Off-Peak |  | 59 | heating | 0.11293 | 0.86033 | 0.93761 | 0.091096 | 4.3182 | 1.3422 | 4.2356 | 0.092874 | 0 | 0.84356 | 1.0096 | 0 | 0.091096
2018-03-18 | 7 | 15 | Winter: Off-Peak |  | 57 | heating | 0.13432 | 0.85755 | 0.93761 | 0.108 | 4.2531 | 1.5673 | 4.112 | 0.11171 | 0 | 0.96593 | 1.0096 | 0 | 0.108
2018-03-18 | 7 | 16 | Winter: Off-Peak |  | 55 | heating | 0.15571 | 0.88345 | 0.93761 | 0.12898 | 4.1851 | 1.8418 | 3.9877 | 0.13537 | 0 | 1.1649 | 1.0096 | 0 | 0.12898
2018-03-18 | 7 | 17 | Winter: Off-Peak |  | 54 | heating | 0.16641 | 0.94026 | 0.93761 | 0.14671 | 4.156 | 2.0803 | 3.9259 | 0.1553 | 0 | 1.3522 | 1.0096 | 0 | 0.14671
2018-03-18 | 7 | 18 | Winter: Off-Peak |  | 52 | heating | 0.1878 | 0.98182 | 0.93761 | 0.17288 | 4.0951 | 2.4156 | 3.8021 | 0.18621 | 0 | 1.5599 | 1.0096 | 0 | 0.17288
2018-03-18 | 7 | 19 | Winter: Off-Peak |  | 48 | heating | 0.23059 | 0.98419 | 0.93761 | 0.21278 | 3.9631 | 2.8772 | 3.5525 | 0.23737 | 0 | 1.6764 | 1.0096 | 0 | 0.21278
2018-03-18 | 7 | 20 | Winter: Off-Peak |  | 45 | heating | 0.26267 | 0.97072 | 0.93761 | 0.23907 | 3.8226 | 3.1181 | 3.3575 | 0.27219 | 0 | 1.5244 | 1.0096 | 0 | 0.23907
2018-03-18 | 7 | 21 | Winter: Off-Peak |  | 43 | heating | 0.28407 | 0.95751 | 0.93761 | 0.25503 | 3.737 | 3.2518 | 3.2279 | 0.29525 | 0 | 1.4449 | 1.0096 | 0 | 0.25503
2018-03-18 | 7 | 22 | Winter: Off-Peak |  | 39 | heating | 0.32685 | 0.94265 | 0.93761 | 0.28888 | 3.4954 | 3.4453 | 2.9502 | 0.34227 | 0 | 1.2427 | 1.0096 | 0 | 0.28888
2018-03-18 | 7 | 23 | Winter: Off-Peak |  | 37 | heating | 0.34824 | 0.94451 | 0.93761 | 0.30839 | 3.3551 | 3.5304 | 2.8034 | 0.36908 | 0 | 1.0298 | 1.0096 | 0 | 0.30839
2018-03-19 | 1 | 0 | Winter: Off-Peak |  | 37 | heating | 0.34824 | 0.97482 | 1.0177 | 0.34549 | 3.3551 | 3.955 | 2.8034 | 0.41347 | 0 | 0.90669 | 0.9441 | 0 | 0.34549
2018-03-19 | 1 | 1 | Winter: Off-Peak |  | 36 | heating | 0.35894 | 1.0122 | 1.0177 | 0.36977 | 3.2767 | 4.1341 | 2.7263 | 0.44442 | 0 | 0.81803 | 0.9441 | 0 | 0.36977
2018-03-19 | 1 | 2 | Winter: Off-Peak |  | 34 | heating | 0.38033 | 1.051 | 1.0177 | 0.4068 | 3.1618 | 4.3885 | 2.5824 | 0.49806 | 0 | 0.74508 | 0.9441 | 0 | 0.4068
2018-03-19 | 1 | 3 | Winter: Off-Peak |  | 34 | heating | 0.38033 | 1.0924 | 1.0177 | 0.42284 | 3.1618 | 4.5616 | 2.5824 | 0.51769 | 0 | 0.69159 | 0.9441 | 0 | 0.42284
2018-03-19 | 1 | 4 | Winter: Off-Peak |  | 32 | heating | 0.40172 | 1.1348 | 1.0177 | 0.46397 | 3.1004 | 4.908 | 2.4523 | 0.58658 | 0 | 0.64739 | 0.9441 | 0 | 0.46397
2018-03-19 | 1 | 5 | Winter: Off-Peak |  | 30 | heating | 0.42311 | 1.1636 | 1.0177 | 0.50104 | 3.0748 | 5.2565 | 2.334 | 0.66006 | 0 | 0.7214 | 0.9441 | 0 | 0.50104
2018-03-19 | 1 | 6 | Winter: Off-Peak |  | 30 | heating | 0.42311 | 1.2084 | 1.0177 | 0.52035 | 3.0748 | 5.459 | 2.334 | 0.6855 | 0 | 0.87787 | 0.9441 | 0 | 0.52035
2018-03-19 | 1 | 7 | Winter: On-Peak |  | 30 | heating | 0.42311 | 1.1637 | 1.0177 | 0.50112 | 3.0748 | 5.2573 | 2.334 | 0.66017 | 0 | 0.97331 | 0.9441 | 0 | 0.50112
2018-03-19 | 1 | 8 | Winter: On-Peak |  | 30 | heating | 0.42311 | 1.0942 | 1.0177 | 0.47117 | 3.0748 | 4.9431 | 2.334 | 0.62072 | 0 | 0.9494 | 0.9441 | 0 | 0.47117
2018-03-19 | 1 | 9 | Winter: On-Peak |  | 32 | heating | 0.40172 | 1.0343 | 1.0177 | 0.42286 | 3.1004 | 4.4732 | 2.4523 | 0.53462 | 0 | 0.84085 | 0.9441 | 0 | 0.42286
2018-03-19 | 1 | 10 | Winter: On-Peak |  | 32 | heating | 0.40172 | 0.98112 | 1.0177 | 0.40112 | 3.1004 | 4.2433 | 2.4523 | 0.50713 | 0 | 0.74504 | 0.9441 | 0 | 0.40112
2018-03-19 | 1 | 11 | Winter: On-Peak |  | 34 | heating | 0.38033 | 0.94956 | 1.0177 | 0.36755 | 3.1618 | 3.9651 | 2.5824 | 0.45 | 0 | 0.72851 | 0.9441 | 0 | 0.36755
2018-03-19 | 1 | 12 | Winter: On-Peak |  | 34 | heating | 0.38033 | 0.91648 | 1.0177 | 0.35474 | 3.1618 | 3.827 | 2.5824 | 0.43432 | 0 | 0.75911 | 0.9441 | 0 | 0.35474
2018-03-19 | 1 | 13 | Winter: On-Peak |  | 36 | heating | 0.35894 | 0.9004 | 1.0177 | 0.32892 | 3.2767 | 3.6773 | 2.7263 | 0.39532 | 0 | 0.79116 | 0.9441 | 0 | 0.32892
2018-03-19 | 1 | 14 | Winter: On-Peak |  | 36 | heating | 0.35894 | 0.86033 | 1.0177 | 0.31428 | 3.2767 | 3.5137 | 2.7263 | 0.37772 | 0 | 0.84356 | 0.9441 | 0 | 0.31428
2018-03-19 | 1 | 15 | Winter: On-Peak |  | 36 | heating | 0.35894 | 0.85755 | 1.0177 | 0.31326 | 3.2767 | 3.5023 | 2.7263 | 0.3765 | 0 | 0.96593 | 0.9441 | 0 | 0.31326
2018-03-19 | 1 | 16 | Winter: On-Peak |  | 36 | heating | 0.35894 | 0.88345 | 1.0177 | 0.32272 | 3.2767 | 3.6081 | 2.7263 | 0.38787 | 0 | 1.1649 | 0.9441 | 0 | 0.32272
2018-03-19 | 1 | 17 | Winter: On-Peak |  | 34 | heating | 0.38033 | 0.94026 | 1.0177 | 0.36395 | 3.1618 | 3.9262 | 2.5824 | 0.44559 | 0 | 1.3522 | 0.9441 | 0 | 0.36395
2018-03-19 | 1 | 18 | Winter: On-Peak |  | 32 | heating | 0.40172 | 0.98182 | 1.0177 | 0.40141 | 3.1004 | 4.2463 | 2.4523 | 0.50749 | 0 | 1.5599 | 0.9441 | 0 | 0.40141
2018-03-19 | 1 | 19 | Winter: On-Peak |  | 30 | heating | 0.42311 | 0.98419 | 1.0177 | 0.4238 | 3.0748 | 4.4462 | 2.334 | 0.55831 | 0 | 1.6764 | 0.9441 | 0 | 0.4238
2018-03-19 | 1 | 20 | Winter: On-Peak |  | 28 | heating | 0.4445 | 0.97072 | 1.0177 | 0.43914 | 3.0942 | 4.6361 | 2.2833 | 0.59509 | 0 | 1.5244 | 0.9441 | 0 | 0.43914
2018-03-19 | 1 | 21 | Winter: On-Peak |  | 27 | heating | 0.4552 | 0.95751 | 1.0177 | 0.44358 | 3.1144 | 4.7136 | 2.2875 | 0.60392 | 0 | 1.4449 | 0.9441 | 0 | 0.44358
2018-03-19 | 1 | 22 | Winter: On-Peak |  | 27 | heating | 0.4552 | 0.94265 | 1.0177 | 0.4367 | 3.1144 | 4.6405 | 2.2875 | 0.59455 | 0 | 1.2427 | 0.9441 | 0 | 0.4367
2018-03-19 | 1 | 23 | Winter: Off-Peak |  | 25 | heating | 0.47659 | 0.94451 | 1.0177 | 0.45812 | 3.0939 | 4.8362 | 2.1844 | 0.64888 | 0 | 1.0298 | 0.9441 | 0 | 0.45812
2018-03-20 | 2 | 0 | Winter: Off-Peak |  | 23 | heating | 0.49798 | 0.97482 | 1.02 | 0.49513 | 3.0593 | 5.1683 | 2.0731 | 0.73066 | 0 | 0.90669 | 0.83669 | 0 | 0.49513
2018-03-20 | 2 | 1 | Winter: Off-Peak |  | 21 | heating | 0.51937 | 1.0122 | 1.02 | 0.53623 | 3.0223 | 5.5296 | 1.9597 | 0.82698 | 0 | 0.81803 | 0.83669 | 0 | 0.53623
2018-03-20 | 2 | 2 | Winter: Off-Peak |  | 21 | heating | 0.51937 | 1.051 | 1.02 | 0.55675 | 3.0223 | 5.7412 | 1.9597 | 0.85862 | 0 | 0.74508 | 0.83669 | 0 | 0.55675
2018-03-20 | 2 | 3 | Winter: Off-Peak |  | 19 | heating | 0.54077 | 1.0924 | 1.02 | 0.60253 | 2.9438 | 6.0519 | 1.829 | 0.96979 | 0 | 0.69159 | 0.83669 | 0 | 0.60253
2018-03-20 | 2 | 4 | Winter: Off-Peak |  | 19 | heating | 0.54077 | 1.1348 | 1.02 | 0.62593 | 2.9438 | 6.287 | 1.829 | 1.0075 | 0 | 0.64739 | 0.83669 | 0 | 0.62593
2018-03-20 | 2 | 5 | Winter: Off-Peak |  | 18 | heating | 0.55146 | 1.1636 | 1.02 | 0.65447 | 2.905 | 6.487 | 1.7642 | 1.0777 | 0 | 0.7214 | 0.83669 | 0 | 0.65447
2018-03-20 | 2 | 6 | Winter: Off-Peak |  | 18 | heating | 0.55146 | 1.2084 | 1.02 | 0.67969 | 2.905 | 6.737 | 1.7642 | 1.1192 | 0 | 0.87787 | 0.83669 | 0 | 0.67969
2018-03-20 | 2 | 7 | Winter: On-Peak |  | 21 | heating | 0.51937 | 1.1637 | 1.02 | 0.61649 | 3.0223 | 6.3572 | 1.9597 | 0.95076 | 0 | 0.97331 | 0.83669 | 0 | 0.61649
2018-03-20 | 2 | 8 | Winter: On-Peak |  | 25 | heating | 0.47659 | 1.0942 | 1.02 | 0.53189 | 3.0939 | 5.6149 | 2.1844 | 0.75337 | 0 | 0.9494 | 0.83669 | 0 | 0.53189
2018-03-20 | 2 | 9 | Winter: On-Peak |  | 30 | heating | 0.42311 | 1.0343 | 1.02 | 0.44636 | 3.0748 | 4.6828 | 2.334 | 0.58803 | 0 | 0.84085 | 0.83669 | 0 | 0.44636
2018-03-20 | 2 | 10 | Winter: On-Peak |  | 34 | heating | 0.38033 | 0.98112 | 1.02 | 0.3806 | 3.1618 | 4.1059 | 2.5824 | 0.46598 | 0 | 0.74504 | 0.83669 | 0 | 0.3806
2018-03-20 | 2 | 11 | Winter: On-Peak |  | 36 | heating | 0.35894 | 0.94956 | 1.02 | 0.34764 | 3.2767 | 3.8866 | 2.7263 | 0.41782 | 0 | 0.72851 | 0.83669 | 0 | 0.34764
2018-03-20 | 2 | 12 | Winter: On-Peak |  | 37 | heating | 0.34824 | 0.91648 | 1.02 | 0.32553 | 3.3551 | 3.7265 | 2.8034 | 0.38959 | 0 | 0.75911 | 0.83669 | 0 | 0.32553
2018-03-20 | 2 | 13 | Winter: On-Peak |  | 37 | heating | 0.34824 | 0.9004 | 1.02 | 0.31982 | 3.3551 | 3.6611 | 2.8034 | 0.38275 | 0 | 0.79116 | 0.83669 | 0 | 0.31982
2018-03-20 | 2 | 14 | Winter: On-Peak |  | 39 | heating | 0.32685 | 0.86033 | 1.02 | 0.28681 | 3.4954 | 3.4206 | 2.9502 | 0.33982 | 0 | 0.84356 | 0.83669 | 0 | 0.28681
2018-03-20 | 2 | 15 | Winter: On-Peak |  | 41 | heating | 0.30546 | 0.85755 | 1.02 | 0.26717 | 3.629 | 3.3082 | 3.0928 | 0.3135 | 0 | 0.96593 | 0.83669 | 0 | 0.26717
2018-03-20 | 2 | 16 | Winter: On-Peak |  | 39 | heating | 0.32685 | 0.88345 | 1.02 | 0.29452 | 3.4954 | 3.5125 | 2.9502 | 0.34895 | 0 | 1.1649 | 0.83669 | 0 | 0.29452
2018-03-20 | 2 | 17 | Winter: On-Peak |  | 39 | heating | 0.32685 | 0.94026 | 1.02 | 0.31346 | 3.4954 | 3.7384 | 2.9502 | 0.37139 | 0 | 1.3522 | 0.83669 | 0 | 0.31346
2018-03-20 | 2 | 18 | Winter: On-Peak |  | 36 | heating | 0.35894 | 0.98182 | 1.02 | 0.35945 | 3.2767 | 4.0187 | 2.7263 | 0.43201 | 0 | 1.5599 | 0.83669 | 0 | 0.35945
2018-03-20 | 2 | 19 | Winter: On-Peak |  | 34 | heating | 0.38033 | 0.98419 | 1.02 | 0.38179 | 3.1618 | 4.1187 | 2.5824 | 0.46744 | 0 | 1.6764 | 0.83669 | 0 | 0.38179
2018-03-20 | 2 | 20 | Winter: On-Peak |  | 32 | heating | 0.40172 | 0.97072 | 1.02 | 0.39774 | 3.1004 | 4.2075 | 2.4523 | 0.50286 | 0 | 1.5244 | 0.83669 | 0 | 0.39774
2018-03-20 | 2 | 21 | Winter: On-Peak |  | 32 | heating | 0.40172 | 0.95751 | 1.02 | 0.39233 | 3.1004 | 4.1503 | 2.4523 | 0.49602 | 0 | 1.4449 | 0.83669 | 0 | 0.39233
2018-03-20 | 2 | 22 | Winter: On-Peak |  | 30 | heating | 0.42311 | 0.94265 | 1.02 | 0.40681 | 3.0748 | 4.2679 | 2.334 | 0.53593 | 0 | 1.2427 | 0.83669 | 0 | 0.40681
2018-03-20 | 2 | 23 | Winter: Off-Peak |  | 30 | heating | 0.42311 | 0.94451 | 1.02 | 0.40761 | 3.0748 | 4.2763 | 2.334 | 0.53698 | 0 | 1.0298 | 0.83669 | 0 | 0.40761
2018-03-21 | 3 | 0 | Winter: Off-Peak |  | 30 | heating | 0.42311 | 0.97482 | 1.0263 | 0.4233 | 3.0748 | 4.4409 | 2.334 | 0.55766 | 0 | 0.90669 | 0.94211 | 0 | 0.4233
2018-03-21 | 3 | 1 | Winter: Off-Peak |  | 32 | heating | 0.40172 | 1.0122 | 1.0263 | 0.41733 | 3.1004 | 4.4147 | 2.4523 | 0.52763 | 0 | 0.81803 | 0.94211 | 0 | 0.41733
2018-03-21 | 3 | 2 | Winter: Off-Peak |  | 36 | heating | 0.35894 | 1.051 | 1.0263 | 0.38715 | 3.2767 | 4.3284 | 2.7263 | 0.46531 | 0 | 0.74508 | 0.94211 | 0 | 0.38715
2018-03-21 | 3 | 3 | Winter: Off-Peak |  | 34 | heating | 0.38033 | 1.0924 | 1.0263 | 0.4264 | 3.1618 | 4.6 | 2.5824 | 0.52206 | 0 | 0.69159 | 0.94211 | 0 | 0.4264
2018-03-21 | 3 | 4 | Winter: Off-Peak |  | 36 | heating | 0.35894 | 1.1348 | 1.0263 | 0.41805 | 3.2767 | 4.6738 | 2.7263 | 0.50244 | 0 | 0.64739 | 0.94211 | 0 | 0.41805
2018-03-21 | 3 | 5 | Winter: Off-Peak |  | 34 | heating | 0.38033 | 1.1636 | 1.0263 | 0.45417 | 3.1618 | 4.8996 | 2.5824 | 0.55606 | 0 | 0.7214 | 0.94211 | 0 | 0.45417
2018-03-21 | 3 | 6 | Winter: Off-Peak |  | 34 | heating | 0.38033 | 1.2084 | 1.0263 | 0.47167 | 3.1618 | 5.0884 | 2.5824 | 0.57749 | 0 | 0.87787 | 0.94211 | 0 | 0.47167
2018-03-21 | 3 | 7 | Winter: On-Peak |  | 34 | heating | 0.38033 | 1.1637 | 1.0263 | 0.45425 | 3.1618 | 4.9004 | 2.5824 | 0.55615 | 0 | 0.97331 | 0.94211 | 0 | 0.45425
2018-03-21 | 3 | 8 | Winter: On-Peak |  | 36 | heating | 0.35894 | 1.0942 | 1.0263 | 0.40308 | 3.2767 | 4.5065 | 2.7263 | 0.48445 | 0 | 0.9494 | 0.94211 | 0 | 0.40308
2018-03-21 | 3 | 9 | Winter: On-Peak |  | 32 | heating | 0.40172 | 1.0343 | 1.0263 | 0.42643 | 3.1004 | 4.5109 | 2.4523 | 0.53912 | 0 | 0.84085 | 0.94211 | 0 | 0.42643
2018-03-21 | 3 | 10 | Winter: On-Peak |  | 30 | heating | 0.42311 | 0.98112 | 1.0263 | 0.42604 | 3.0748 | 4.4697 | 2.334 | 0.56126 | 0 | 0.74504 | 0.94211 | 0 | 0.42604
2018-03-21 | 3 | 11 | Winter: On-Peak |  | 32 | heating | 0.40172 | 0.94956 | 1.0263 | 0.39149 | 3.1004 | 4.1414 | 2.4523 | 0.49495 | 0 | 0.72851 | 0.94211 | 0 | 0.39149
2018-03-21 | 3 | 12 | Winter: On-Peak |  | 32 | heating | 0.40172 | 0.91648 | 1.0263 | 0.37785 | 3.1004 | 3.9971 | 2.4523 | 0.47771 | 0 | 0.75911 | 0.94211 | 0 | 0.37785
2018-03-21 | 3 | 13 | Winter: On-Peak |  | 32 | heating | 0.40172 | 0.9004 | 1.0263 | 0.37122 | 3.1004 | 3.927 | 2.4523 | 0.46933 | 0 | 0.79116 | 0.94211 | 0 | 0.37122
2018-03-21 | 3 | 14 | Winter: On-Peak |  | 34 | heating | 0.38033 | 0.86033 | 1.0263 | 0.33581 | 3.1618 | 3.6228 | 2.5824 | 0.41115 | 0 | 0.84356 | 0.94211 | 0 | 0.33581
2018-03-21 | 3 | 15 | Winter: On-Peak |  | 34 | heating | 0.38033 | 0.85755 | 1.0263 | 0.33473 | 3.1618 | 3.611 | 2.5824 | 0.40982 | 0 | 0.96593 | 0.94211 | 0 | 0.33473
2018-03-21 | 3 | 16 | Winter: On-Peak |  | 34 | heating | 0.38033 | 0.88345 | 1.0263 | 0.34484 | 3.1618 | 3.7201 | 2.5824 | 0.4222 | 0 | 1.1649 | 0.94211 | 0 | 0.34484
2018-03-21 | 3 | 17 | Winter: On-Peak |  | 34 | heating | 0.38033 | 0.94026 | 1.0263 | 0.36701 | 3.1618 | 3.9593 | 2.5824 | 0.44935 | 0 | 1.3522 | 0.94211 | 0 | 0.36701
2018-03-21 | 3 | 18 | Winter: On-Peak |  | 34 | heating | 0.38033 | 0.98182 | 1.0263 | 0.38324 | 3.1618 | 4.1344 | 2.5824 | 0.46921 | 0 | 1.5599 | 0.94211 | 0 | 0.38324
2018-03-21 | 3 | 19 | Winter: On-Peak |  | 34 | heating | 0.38033 | 0.98419 | 1.0263 | 0.38416 | 3.1618 | 4.1443 | 2.5824 | 0.47034 | 0 | 1.6764 | 0.94211 | 0 | 0.38416
2018-03-21 | 3 | 20 | Winter: On-Peak |  | 34 | heating | 0.38033 | 0.97072 | 1.0263 | 0.3789 | 3.1618 | 4.0876 | 2.5824 | 0.4639 | 0 | 1.5244 | 0.94211 | 0 | 0.3789
2018-03-21 | 3 | 21 | Winter: On-Peak |  | 34 | heating | 0.38033 | 0.95751 | 1.0263 | 0.37375 | 3.1618 | 4.032 | 2.5824 | 0.45759 | 0 | 1.4449 | 0.94211 | 0 | 0.37375
2018-03-21 | 3 | 22 | Winter: On-Peak |  | 34 | heating | 0.38033 | 0.94265 | 1.0263 | 0.36795 | 3.1618 | 3.9694 | 2.5824 | 0.45049 | 0 | 1.2427 | 0.94211 | 0 | 0.36795
2018-03-21 | 3 | 23 | Winter: Off-Peak |  | 34 | heating | 0.38033 | 0.94451 | 1.0263 | 0.36867 | 3.1618 | 3.9772 | 2.5824 | 0.45138 | 0 | 1.0298 | 0.94211 | 0 | 0.36867
2018-03-22 | 4 | 0 | Winter: Off-Peak |  | 34 | heating | 0.38033 | 0.97482 | 1.002 | 0.37151 | 3.1618 | 4.0078 | 2.5824 | 0.45485 | 0 | 0.90669 | 1.0706 | 0 | 0.37151
2018-03-22 | 4 | 1 | Winter: Off-Peak |  | 34 | heating | 0.38033 | 1.0122 | 1.002 | 0.38577 | 3.1618 | 4.1617 | 2.5824 | 0.47231 | 0 | 0.81803 | 1.0706 | 0 | 0.38577
2018-03-22 | 4 | 2 | Winter: Off-Peak |  | 34 | heating | 0.38033 | 1.051 | 1.002 | 0.40053 | 3.1618 | 4.3209 | 2.5824 | 0.49038 | 0 | 0.74508 | 1.0706 | 0 | 0.40053
2018-03-22 | 4 | 3 | Winter: Off-Peak |  | 34 | heating | 0.38033 | 1.0924 | 1.002 | 0.41632 | 3.1618 | 4.4913 | 2.5824 | 0.50972 | 0 | 0.69159 | 1.0706 | 0 | 0.41632
2018-03-22 | 4 | 4 | Winter: Off-Peak |  | 34 | heating | 0.38033 | 1.1348 | 1.002 | 0.43249 | 3.1618 | 4.6657 | 2.5824 | 0.52951 | 0 | 0.64739 | 1.0706 | 0 | 0.43249
2018-03-22 | 4 | 5 | Winter: Off-Peak |  | 34 | heating | 0.38033 | 1.1636 | 1.002 | 0.44344 | 3.1618 | 4.7838 | 2.5824 | 0.54292 | 0 | 0.7214 | 1.0706 | 0 | 0.44344
2018-03-22 | 4 | 6 | Winter: Off-Peak |  | 34 | heating | 0.38033 | 1.2084 | 1.002 | 0.46053 | 3.1618 | 4.9681 | 2.5824 | 0.56384 | 0 | 0.87787 | 1.0706 | 0 | 0.46053
2018-03-22 | 4 | 7 | Winter: On-Peak |  | 34 | heating | 0.38033 | 1.1637 | 1.002 | 0.44351 | 3.1618 | 4.7846 | 2.5824 | 0.543 | 0 | 0.97331 | 1.0706 | 0 | 0.44351
2018-03-22 | 4 | 8 | Winter: On-Peak |  | 34 | heating | 0.38033 | 1.0942 | 1.002 | 0.417 | 3.1618 | 4.4986 | 2.5824 | 0.51055 | 0 | 0.9494 | 1.0706 | 0 | 0.417
2018-03-22 | 4 | 9 | Winter: On-Peak |  | 34 | heating | 0.38033 | 1.0343 | 1.002 | 0.39418 | 3.1618 | 4.2524 | 2.5824 | 0.48261 | 0 | 0.84085 | 1.0706 | 0 | 0.39418
2018-03-22 | 4 | 10 | Winter: On-Peak |  | 34 | heating | 0.38033 | 0.98112 | 1.002 | 0.37391 | 3.1618 | 4.0338 | 2.5824 | 0.45779 | 0 | 0.74504 | 1.0706 | 0 | 0.37391
2018-03-22 | 4 | 11 | Winter: On-Peak |  | 36 | heating | 0.35894 | 0.94956 | 1.002 | 0.34153 | 3.2767 | 3.8184 | 2.7263 | 0.41048 | 0 | 0.72851 | 1.0706 | 0 | 0.34153
2018-03-22 | 4 | 12 | Winter: On-Peak |  | 36 | heating | 0.35894 | 0.91648 | 1.002 | 0.32963 | 3.2767 | 3.6853 | 2.7263 | 0.39618 | 0 | 0.75911 | 1.0706 | 0 | 0.32963
2018-03-22 | 4 | 13 | Winter: On-Peak |  | 36 | heating | 0.35894 | 0.9004 | 1.002 | 0.32385 | 3.2767 | 3.6207 | 2.7263 | 0.38923 | 0 | 0.79116 | 1.0706 | 0 | 0.32385
2018-03-22 | 4 | 14 | Winter: On-Peak |  | 36 | heating | 0.35894 | 0.86033 | 1.002 | 0.30944 | 3.2767 | 3.4595 | 2.7263 | 0.3719 | 0 | 0.84356 | 1.0706 | 0 | 0.30944
2018-03-22 | 4 | 15 | Winter: On-Peak |  | 36 | heating | 0.35894 | 0.85755 | 1.002 | 0.30843 | 3.2767 | 3.4483 | 2.7263 | 0.3707 | 0 | 0.96593 | 1.0706 | 0 | 0.30843
2018-03-22 | 4 | 16 | Winter: On-Peak |  | 36 | heating | 0.35894 | 0.88345 | 1.002 | 0.31775 | 3.2767 | 3.5525 | 2.7263 | 0.3819 | 0 | 1.1649 | 1.0706 | 0 | 0.31775
2018-03-22 | 4 | 17 | Winter: On-Peak |  | 34 | heating | 0.38033 | 0.94026 | 1.002 | 0.35834 | 3.1618 | 3.8657 | 2.5824 | 0.43872 | 0 | 1.3522 | 1.0706 | 0 | 0.35834
2018-03-22 | 4 | 18 | Winter: On-Peak |  | 34 | heating | 0.38033 | 0.98182 | 1.002 | 0.37418 | 3.1618 | 4.0366 | 2.5824 | 0.45812 | 0 | 1.5599 | 1.0706 | 0 | 0.37418
2018-03-22 | 4 | 19 | Winter: On-Peak |  | 34 | heating | 0.38033 | 0.98419 | 1.002 | 0.37508 | 3.1618 | 4.0464 | 2.5824 | 0.45922 | 0 | 1.6764 | 1.0706 | 0 | 0.37508
2018-03-22 | 4 | 20 | Winter: On-Peak |  | 30 | heating | 0.42311 | 0.97072 | 1.002 | 0.41156 | 3.0748 | 4.3177 | 2.334 | 0.54219 | 0 | 1.5244 | 1.0706 | 0 | 0.41156
2018-03-22 | 4 | 21 | Winter: On-Peak |  | 30 | heating | 0.42311 | 0.95751 | 1.002 | 0.40596 | 3.0748 | 4.259 | 2.334 | 0.53481 | 0 | 1.4449 | 1.0706 | 0 | 0.40596
2018-03-22 | 4 | 22 | Winter: On-Peak |  | 30 | heating | 0.42311 | 0.94265 | 1.002 | 0.39966 | 3.0748 | 4.1929 | 2.334 | 0.52651 | 0 | 1.2427 | 1.0706 | 0 | 0.39966
2018-03-22 | 4 | 23 | Winter: Off-Peak |  | 30 | heating | 0.42311 | 0.94451 | 1.002 | 0.40045 | 3.0748 | 4.2011 | 2.334 | 0.52755 | 0 | 1.0298 | 1.0706 | 0 | 0.40045
2018-03-23 | 5 | 0 | Winter: Off-Peak |  | 28 | heating | 0.4445 | 0.97482 | 1.0078 | 0.43669 | 3.0942 | 4.6103 | 2.2833 | 0.59177 | 0 | 0.90669 | 1.1856 | 0 | 0.43669
2018-03-23 | 5 | 1 | Winter: Off-Peak |  | 27 | heating | 0.4552 | 1.0122 | 1.0078 | 0.46437 | 3.1144 | 4.9345 | 2.2875 | 0.63222 | 0 | 0.81803 | 1.1856 | 0 | 0.46437
2018-03-23 | 5 | 2 | Winter: Off-Peak |  | 27 | heating | 0.4552 | 1.051 | 1.0078 | 0.48213 | 3.1144 | 5.1232 | 2.2875 | 0.6564 | 0 | 0.74508 | 1.1856 | 0 | 0.48213
2018-03-23 | 5 | 3 | Winter: Off-Peak |  | 25 | heating | 0.47659 | 1.0924 | 1.0078 | 0.52469 | 3.0939 | 5.5389 | 2.1844 | 0.74317 | 0 | 0.69159 | 1.1856 | 0 | 0.52469
2018-03-23 | 5 | 4 | Winter: Off-Peak |  | 23 | heating | 0.49798 | 1.1348 | 1.0078 | 0.56954 | 3.0593 | 5.945 | 2.0731 | 0.84045 | 0 | 0.64739 | 1.1856 | 0 | 0.56954
2018-03-23 | 5 | 5 | Winter: Off-Peak |  | 21 | heating | 0.51937 | 1.1636 | 1.0078 | 0.60904 | 3.0223 | 6.2804 | 1.9597 | 0.93927 | 0 | 0.7214 | 1.1856 | 0 | 0.60904
2018-03-23 | 5 | 6 | Winter: Off-Peak |  | 21 | heating | 0.51937 | 1.2084 | 1.0078 | 0.63251 | 3.0223 | 6.5224 | 1.9597 | 0.97546 | 0 | 0.87787 | 1.1856 | 0 | 0.63251
2018-03-23 | 5 | 7 | Winter: On-Peak |  | 21 | heating | 0.51937 | 1.1637 | 1.0078 | 0.60913 | 3.0223 | 6.2814 | 1.9597 | 0.93942 | 0 | 0.97331 | 1.1856 | 0 | 0.60913
2018-03-23 | 5 | 8 | Winter: On-Peak |  | 21 | heating | 0.51937 | 1.0942 | 1.0078 | 0.57273 | 3.0223 | 5.906 | 1.9597 | 0.88328 | 0 | 0.9494 | 1.1856 | 0 | 0.57273
2018-03-23 | 5 | 9 | Winter: On-Peak |  | 25 | heating | 0.47659 | 1.0343 | 1.0078 | 0.49679 | 3.0939 | 5.2443 | 2.1844 | 0.70364 | 0 | 0.84085 | 1.1856 | 0 | 0.49679
2018-03-23 | 5 | 10 | Winter: On-Peak |  | 25 | heating | 0.47659 | 0.98112 | 1.0078 | 0.47124 | 3.0939 | 4.9747 | 2.1844 | 0.66747 | 0 | 0.74504 | 1.1856 | 0 | 0.47124
2018-03-23 | 5 | 11 | Winter: On-Peak |  | 25 | heating | 0.47659 | 0.94956 | 1.0078 | 0.45608 | 3.0939 | 4.8146 | 2.1844 | 0.64599 | 0 | 0.72851 | 1.1856 | 0 | 0.45608
2018-03-23 | 5 | 12 | Winter: On-Peak |  | 27 | heating | 0.4552 | 0.91648 | 1.0078 | 0.42044 | 3.1144 | 4.4677 | 2.2875 | 0.57241 | 0 | 0.75911 | 1.1856 | 0 | 0.42044
2018-03-23 | 5 | 13 | Winter: On-Peak |  | 28 | heating | 0.4445 | 0.9004 | 1.0078 | 0.40335 | 3.0942 | 4.2583 | 2.2833 | 0.5466 | 0 | 0.79116 | 1.1856 | 0 | 0.40335
2018-03-23 | 5 | 14 | Winter: On-Peak |  | 28 | heating | 0.4445 | 0.86033 | 1.0078 | 0.3854 | 3.0942 | 4.0688 | 2.2833 | 0.52227 | 0 | 0.84356 | 1.1856 | 0 | 0.3854
2018-03-23 | 5 | 15 | Winter: On-Peak |  | 28 | heating | 0.4445 | 0.85755 | 1.0078 | 0.38416 | 3.0942 | 4.0557 | 2.2833 | 0.52058 | 0 | 0.96593 | 1.1856 | 0 | 0.38416
2018-03-23 | 5 | 16 | Winter: On-Peak |  | 28 | heating | 0.4445 | 0.88345 | 1.0078 | 0.39576 | 3.0942 | 4.1782 | 2.2833 | 0.53631 | 0 | 1.1649 | 1.1856 | 0 | 0.39576
2018-03-23 | 5 | 17 | Winter: On-Peak |  | 28 | heating | 0.4445 | 0.94026 | 1.0078 | 0.42121 | 3.0942 | 4.4468 | 2.2833 | 0.5708 | 0 | 1.3522 | 1.1856 | 0 | 0.42121
2018-03-23 | 5 | 18 | Winter: On-Peak |  | 28 | heating | 0.4445 | 0.98182 | 1.0078 | 0.43983 | 3.0942 | 4.6434 | 2.2833 | 0.59603 | 0 | 1.5599 | 1.1856 | 0 | 0.43983
2018-03-23 | 5 | 19 | Winter: On-Peak |  | 27 | heating | 0.4552 | 0.98419 | 1.0078 | 0.4515 | 3.1144 | 4.7977 | 2.2875 | 0.61469 | 0 | 1.6764 | 1.1856 | 0 | 0.4515
2018-03-23 | 5 | 20 | Winter: On-Peak |  | 27 | heating | 0.4552 | 0.97072 | 1.0078 | 0.44532 | 3.1144 | 4.732 | 2.2875 | 0.60628 | 0 | 1.5244 | 1.1856 | 0 | 0.44532
2018-03-23 | 5 | 21 | Winter: On-Peak |  | 25 | heating | 0.47659 | 0.95751 | 1.0078 | 0.4599 | 3.0939 | 4.855 | 2.1844 | 0.6514 | 0 | 1.4449 | 1.1856 | 0 | 0.4599
2018-03-23 | 5 | 22 | Winter: On-Peak |  | 23 | heating | 0.49798 | 0.94265 | 1.0078 | 0.47309 | 3.0593 | 4.9382 | 2.0731 | 0.69812 | 0 | 1.2427 | 1.1856 | 0 | 0.47309
2018-03-23 | 5 | 23 | Winter: Off-Peak |  | 23 | heating | 0.49798 | 0.94451 | 1.0078 | 0.47402 | 3.0593 | 4.9479 | 2.0731 | 0.6995 | 0 | 1.0298 | 1.1856 | 0 | 0.47402
2018-03-24 | 6 | 0 | Winter: Off-Peak |  | 23 | heating | 0.49798 | 0.97482 | 0.98855 | 0.47988 | 3.0593 | 5.0091 | 2.0731 | 0.70815 | 0 | 0.90669 | 1.0113 | 0 | 0.47988
2018-03-24 | 6 | 1 | Winter: Off-Peak |  | 23 | heating | 0.49798 | 1.0122 | 0.98855 | 0.49831 | 3.0593 | 5.2015 | 2.0731 | 0.73534 | 0 | 0.81803 | 1.0113 | 0 | 0.49831
2018-03-24 | 6 | 2 | Winter: Off-Peak |  | 21 | heating | 0.51937 | 1.051 | 0.98855 | 0.5396 | 3.0223 | 5.5643 | 1.9597 | 0.83217 | 0 | 0.74508 | 1.0113 | 0 | 0.5396
2018-03-24 | 6 | 3 | Winter: Off-Peak |  | 21 | heating | 0.51937 | 1.0924 | 0.98855 | 0.56087 | 3.0223 | 5.7837 | 1.9597 | 0.86498 | 0 | 0.69159 | 1.0113 | 0 | 0.56087
2018-03-24 | 6 | 4 | Winter: Off-Peak |  | 21 | heating | 0.51937 | 1.1348 | 0.98855 | 0.58265 | 3.0223 | 6.0083 | 1.9597 | 0.89858 | 0 | 0.64739 | 1.0113 | 0 | 0.58265
2018-03-24 | 6 | 5 | Winter: Off-Peak |  | 21 | heating | 0.51937 | 1.1636 | 0.98855 | 0.5974 | 3.0223 | 6.1604 | 1.9597 | 0.92132 | 0 | 0.7214 | 1.0113 | 0 | 0.5974
2018-03-24 | 6 | 6 | Winter: Off-Peak |  | 19 | heating | 0.54077 | 1.2084 | 0.98855 | 0.64597 | 2.9438 | 6.4883 | 1.829 | 1.0397 | 0 | 0.87787 | 1.0113 | 0 | 0.64597
2018-03-24 | 6 | 7 | Winter: Off-Peak |  | 21 | heating | 0.51937 | 1.1637 | 0.98855 | 0.5975 | 3.0223 | 6.1614 | 1.9597 | 0.92147 | 0 | 0.97331 | 1.0113 | 0 | 0.5975
2018-03-24 | 6 | 8 | Winter: Off-Peak |  | 23 | heating | 0.49798 | 1.0942 | 0.98855 | 0.53865 | 3.0593 | 5.6226 | 2.0731 | 0.79487 | 0 | 0.9494 | 1.0113 | 0 | 0.53865
2018-03-24 | 6 | 9 | Winter: Off-Peak |  | 27 | heating | 0.4552 | 1.0343 | 0.98855 | 0.46542 | 3.1144 | 4.9456 | 2.2875 | 0.63365 | 0 | 0.84085 | 1.0113 | 0 | 0.46542
2018-03-24 | 6 | 10 | Winter: Off-Peak |  | 28 | heating | 0.4445 | 0.98112 | 0.98855 | 0.43112 | 3.0942 | 4.5514 | 2.2833 | 0.58422 | 0 | 0.74504 | 1.0113 | 0 | 0.43112
2018-03-24 | 6 | 11 | Winter: Off-Peak |  | 30 | heating | 0.42311 | 0.94956 | 0.98855 | 0.39717 | 3.0748 | 4.1667 | 2.334 | 0.52322 | 0 | 0.72851 | 1.0113 | 0 | 0.39717
2018-03-24 | 6 | 12 | Winter: Off-Peak |  | 34 | heating | 0.38033 | 0.91648 | 0.98855 | 0.34457 | 3.1618 | 3.7172 | 2.5824 | 0.42187 | 0 | 0.75911 | 1.0113 | 0 | 0.34457
2018-03-24 | 6 | 13 | Winter: Off-Peak |  | 32 | heating | 0.40172 | 0.9004 | 0.98855 | 0.35757 | 3.1004 | 3.7825 | 2.4523 | 0.45206 | 0 | 0.79116 | 1.0113 | 0 | 0.35757
2018-03-24 | 6 | 14 | Winter: Off-Peak |  | 34 | heating | 0.38033 | 0.86033 | 0.98855 | 0.32346 | 3.1618 | 3.4895 | 2.5824 | 0.39602 | 0 | 0.84356 | 1.0113 | 0 | 0.32346
2018-03-24 | 6 | 15 | Winter: Off-Peak |  | 34 | heating | 0.38033 | 0.85755 | 0.98855 | 0.32241 | 3.1618 | 3.4782 | 2.5824 | 0.39474 | 0 | 0.96593 | 1.0113 | 0 | 0.32241
2018-03-24 | 6 | 16 | Winter: Off-Peak |  | 32 | heating | 0.40172 | 0.88345 | 0.98855 | 0.35083 | 3.1004 | 3.7113 | 2.4523 | 0.44355 | 0 | 1.1649 | 1.0113 | 0 | 0.35083
2018-03-24 | 6 | 17 | Winter: Off-Peak |  | 30 | heating | 0.42311 | 0.94026 | 0.98855 | 0.39328 | 3.0748 | 4.1259 | 2.334 | 0.5181 | 0 | 1.3522 | 1.0113 | 0 | 0.39328
2018-03-24 | 6 | 18 | Winter: Off-Peak |  | 28 | heating | 0.4445 | 0.98182 | 0.98855 | 0.43143 | 3.0942 | 4.5547 | 2.2833 | 0.58464 | 0 | 1.5599 | 1.0113 | 0 | 0.43143
2018-03-24 | 6 | 19 | Winter: Off-Peak |  | 28 | heating | 0.4445 | 0.98419 | 0.98855 | 0.43246 | 3.0942 | 4.5657 | 2.2833 | 0.58605 | 0 | 1.6764 | 1.0113 | 0 | 0.43246
2018-03-24 | 6 | 20 | Winter: Off-Peak |  | 27 | heating | 0.4552 | 0.97072 | 0.98855 | 0.43681 | 3.1144 | 4.6416 | 2.2875 | 0.5947 | 0 | 1.5244 | 1.0113 | 0 | 0.43681
2018-03-24 | 6 | 21 | Winter: Off-Peak |  | 27 | heating | 0.4552 | 0.95751 | 0.98855 | 0.43087 | 3.1144 | 4.5785 | 2.2875 | 0.58661 | 0 | 1.4449 | 1.0113 | 0 | 0.43087
2018-03-24 | 6 | 22 | Winter: Off-Peak |  | 27 | heating | 0.4552 | 0.94265 | 0.98855 | 0.42418 | 3.1144 | 4.5074 | 2.2875 | 0.5775 | 0 | 1.2427 | 1.0113 | 0 | 0.42418
2018-03-24 | 6 | 23 | Winter: Off-Peak |  | 27 | heating | 0.4552 | 0.94451 | 0.98855 | 0.42501 | 3.1144 | 4.5163 | 2.2875 | 0.57864 | 0 | 1.0298 | 1.0113 | 0 | 0.42501
2018-03-25 | 7 | 0 | Winter: Off-Peak |  | 27 | heating | 0.4552 | 0.97482 | 0.93761 | 0.41605 | 3.1144 | 4.421 | 2.2875 | 0.56643 | 0 | 0.90669 | 1.0096 | 0 | 0.41605
2018-03-25 | 7 | 1 | Winter: Off-Peak |  | 25 | heating | 0.47659 | 1.0122 | 0.93761 | 0.45233 | 3.0939 | 4.775 | 2.1844 | 0.64067 | 0 | 0.81803 | 1.0096 | 0 | 0.45233
2018-03-25 | 7 | 2 | Winter: Off-Peak |  | 23 | heating | 0.49798 | 1.051 | 0.93761 | 0.49071 | 3.0593 | 5.1222 | 2.0731 | 0.72413 | 0 | 0.74508 | 1.0096 | 0 | 0.49071
2018-03-25 | 7 | 3 | Winter: Off-Peak |  | 21 | heating | 0.51937 | 1.0924 | 0.93761 | 0.53197 | 3.0223 | 5.4857 | 1.9597 | 0.82041 | 0 | 0.69159 | 1.0096 | 0 | 0.53197
2018-03-25 | 7 | 4 | Winter: Off-Peak |  | 21 | heating | 0.51937 | 1.1348 | 0.93761 | 0.55263 | 3.0223 | 5.6987 | 1.9597 | 0.85227 | 0 | 0.64739 | 1.0096 | 0 | 0.55263
2018-03-25 | 7 | 5 | Winter: Off-Peak |  | 21 | heating | 0.51937 | 1.1636 | 0.93761 | 0.56662 | 3.0223 | 5.843 | 1.9597 | 0.87385 | 0 | 0.7214 | 1.0096 | 0 | 0.56662
2018-03-25 | 7 | 6 | Winter: Off-Peak |  | 19 | heating | 0.54077 | 1.2084 | 0.93761 | 0.61269 | 2.9438 | 6.1539 | 1.829 | 0.98614 | 0 | 0.87787 | 1.0096 | 0 | 0.61269
2018-03-25 | 7 | 7 | Winter: Off-Peak |  | 21 | heating | 0.51937 | 1.1637 | 0.93761 | 0.56671 | 3.0223 | 5.8439 | 1.9597 | 0.87399 | 0 | 0.97331 | 1.0096 | 0 | 0.56671
2018-03-25 | 7 | 8 | Winter: Off-Peak |  | 27 | heating | 0.4552 | 1.0942 | 0.93761 | 0.467 | 3.1144 | 4.9624 | 2.2875 | 0.6358 | 0 | 0.9494 | 1.0096 | 0 | 0.467
2018-03-25 | 7 | 9 | Winter: Off-Peak |  | 28 | heating | 0.4445 | 1.0343 | 0.93761 | 0.43107 | 3.0942 | 4.5509 | 2.2833 | 0.58415 | 0 | 0.84085 | 1.0096 | 0 | 0.43107
2018-03-25 | 7 | 10 | Winter: Off-Peak |  | 30 | heating | 0.42311 | 0.98112 | 0.93761 | 0.38922 | 3.0748 | 4.0834 | 2.334 | 0.51276 | 0 | 0.74504 | 1.0096 | 0 | 0.38922
2018-03-25 | 7 | 11 | Winter: Off-Peak |  | 28 | heating | 0.4445 | 0.94956 | 0.93761 | 0.39575 | 3.0942 | 4.178 | 2.2833 | 0.53629 | 0 | 0.72851 | 1.0096 | 0 | 0.39575
2018-03-25 | 7 | 12 | Winter: Off-Peak |  | 30 | heating | 0.42311 | 0.91648 | 0.93761 | 0.36358 | 3.0748 | 3.8144 | 2.334 | 0.47898 | 0 | 0.75911 | 1.0096 | 0 | 0.36358
2018-03-25 | 7 | 13 | Winter: Off-Peak |  | 32 | heating | 0.40172 | 0.9004 | 0.93761 | 0.33914 | 3.1004 | 3.5876 | 2.4523 | 0.42877 | 0 | 0.79116 | 1.0096 | 0 | 0.33914
2018-03-25 | 7 | 14 | Winter: Off-Peak |  | 34 | heating | 0.38033 | 0.86033 | 0.93761 | 0.30679 | 3.1618 | 3.3097 | 2.5824 | 0.37562 | 0 | 0.84356 | 1.0096 | 0 | 0.30679
2018-03-25 | 7 | 15 | Winter: Off-Peak |  | 32 | heating | 0.40172 | 0.85755 | 0.93761 | 0.323 | 3.1004 | 3.4168 | 2.4523 | 0.40836 | 0 | 0.96593 | 1.0096 | 0 | 0.323
2018-03-25 | 7 | 16 | Winter: Off-Peak |  | 32 | heating | 0.40172 | 0.88345 | 0.93761 | 0.33276 | 3.1004 | 3.52 | 2.4523 | 0.4207 | 0 | 1.1649 | 1.0096 | 0 | 0.33276
2018-03-25 | 7 | 17 | Winter: Off-Peak |  | 30 | heating | 0.42311 | 0.94026 | 0.93761 | 0.37301 | 3.0748 | 3.9133 | 2.334 | 0.4914 | 0 | 1.3522 | 1.0096 | 0 | 0.37301
2018-03-25 | 7 | 18 | Winter: Off-Peak |  | 28 | heating | 0.4445 | 0.98182 | 0.93761 | 0.40919 | 3.0942 | 4.32 | 2.2833 | 0.55451 | 0 | 1.5599 | 1.0096 | 0 | 0.40919
2018-03-25 | 7 | 19 | Winter: Off-Peak |  | 27 | heating | 0.4552 | 0.98419 | 0.93761 | 0.42005 | 3.1144 | 4.4635 | 2.2875 | 0.57188 | 0 | 1.6764 | 1.0096 | 0 | 0.42005
2018-03-25 | 7 | 20 | Winter: Off-Peak |  | 27 | heating | 0.4552 | 0.97072 | 0.93761 | 0.4143 | 3.1144 | 4.4024 | 2.2875 | 0.56405 | 0 | 1.5244 | 1.0096 | 0 | 0.4143
2018-03-25 | 7 | 21 | Winter: Off-Peak |  | 25 | heating | 0.47659 | 0.95751 | 0.93761 | 0.42787 | 3.0939 | 4.5168 | 2.1844 | 0.60603 | 0 | 1.4449 | 1.0096 | 0 | 0.42787
2018-03-25 | 7 | 22 | Winter: Off-Peak |  | 23 | heating | 0.49798 | 0.94265 | 0.93761 | 0.44014 | 3.0593 | 4.5943 | 2.0731 | 0.6495 | 0 | 1.2427 | 1.0096 | 0 | 0.44014
2018-03-25 | 7 | 23 | Winter: Off-Peak |  | 21 | heating | 0.51937 | 0.94451 | 0.93761 | 0.45995 | 3.0223 | 4.743 | 1.9597 | 0.70934 | 0 | 1.0298 | 1.0096 | 0 | 0.45995
2018-03-26 | 1 | 0 | Winter: Off-Peak |  | 21 | heating | 0.51937 | 0.97482 | 1.0177 | 0.51527 | 3.0223 | 5.3135 | 1.9597 | 0.79466 | 0 | 0.90669 | 0.9441 | 0 | 0.51527
2018-03-26 | 1 | 1 | Winter: Off-Peak |  | 19 | heating | 0.54077 | 1.0122 | 1.0177 | 0.55709 | 2.9438 | 5.5955 | 1.829 | 0.89665 | 0 | 0.81803 | 0.9441 | 0 | 0.55709
2018-03-26 | 1 | 2 | Winter: Off-Peak |  | 16 | heating | 0.57285 | 1.051 | 1.0177 | 0.61272 | 2.8179 | 5.8912 | 1.6318 | 1.0581 | 0 | 0.74508 | 0.9441 | 0 | 0.61272
2018-03-26 | 1 | 3 | Winter: Off-Peak |  | 16 | heating | 0.57285 | 1.0924 | 1.0177 | 0.63688 | 2.8179 | 6.1235 | 1.6318 | 1.0998 | 0 | 0.69159 | 0.9441 | 0 | 0.63688
2018-03-26 | 1 | 4 | Winter: Off-Peak |  | 16 | heating | 0.57285 | 1.1348 | 1.0177 | 0.66162 | 2.8179 | 6.3613 | 1.6318 | 1.1426 | 0 | 0.64739 | 0.9441 | 0 | 0.66162
2018-03-26 | 1 | 5 | Winter: Off-Peak |  | 14 | heating | 0.59425 | 1.1636 | 1.0177 | 0.70369 | 2.7335 | 6.5632 | 1.5011 | 1.2814 | 0 | 0.7214 | 0.9441 | 0 | 0.70369
2018-03-26 | 1 | 6 | Winter: Off-Peak |  | 16 | heating | 0.57285 | 1.2084 | 1.0177 | 0.7045 | 2.8179 | 6.7736 | 1.6318 | 1.2166 | 0 | 0.87787 | 0.9441 | 0 | 0.7045
2018-03-26 | 1 | 7 | Winter: On-Peak |  | 18 | heating | 0.55146 | 1.1637 | 1.0177 | 0.65314 | 2.905 | 6.4738 | 1.7642 | 1.0755 | 0 | 0.97331 | 0.9441 | 0 | 0.65314
2018-03-26 | 1 | 8 | Winter: On-Peak |  | 21 | heating | 0.51937 | 1.0942 | 1.0177 | 0.57837 | 3.0223 | 5.9642 | 1.9597 | 0.89197 | 0 | 0.9494 | 0.9441 | 0 | 0.57837
2018-03-26 | 1 | 9 | Winter: On-Peak |  | 23 | heating | 0.49798 | 1.0343 | 1.0177 | 0.52419 | 3.0593 | 5.4717 | 2.0731 | 0.77354 | 0 | 0.84085 | 0.9441 | 0 | 0.52419
2018-03-26 | 1 | 10 | Winter: On-Peak |  | 25 | heating | 0.47659 | 0.98112 | 1.0177 | 0.47588 | 3.0939 | 5.0237 | 2.1844 | 0.67404 | 0 | 0.74504 | 0.9441 | 0 | 0.47588
2018-03-26 | 1 | 11 | Winter: On-Peak |  | 27 | heating | 0.4552 | 0.94956 | 1.0177 | 0.4399 | 3.1144 | 4.6745 | 2.2875 | 0.59891 | 0 | 0.72851 | 0.9441 | 0 | 0.4399
2018-03-26 | 1 | 12 | Winter: On-Peak |  | 28 | heating | 0.4445 | 0.91648 | 1.0177 | 0.4146 | 3.0942 | 4.3771 | 2.2833 | 0.56184 | 0 | 0.75911 | 0.9441 | 0 | 0.4146
2018-03-26 | 1 | 13 | Winter: On-Peak |  | 28 | heating | 0.4445 | 0.9004 | 1.0177 | 0.40733 | 3.0942 | 4.3003 | 2.2833 | 0.55198 | 0 | 0.79116 | 0.9441 | 0 | 0.40733
2018-03-26 | 1 | 14 | Winter: On-Peak |  | 30 | heating | 0.42311 | 0.86033 | 1.0177 | 0.37047 | 3.0748 | 3.8866 | 2.334 | 0.48805 | 0 | 0.84356 | 0.9441 | 0 | 0.37047
2018-03-26 | 1 | 15 | Winter: On-Peak |  | 30 | heating | 0.42311 | 0.85755 | 1.0177 | 0.36927 | 3.0748 | 3.874 | 2.334 | 0.48647 | 0 | 0.96593 | 0.9441 | 0 | 0.36927
2018-03-26 | 1 | 16 | Winter: On-Peak |  | 30 | heating | 0.42311 | 0.88345 | 1.0177 | 0.38042 | 3.0748 | 3.991 | 2.334 | 0.50116 | 0 | 1.1649 | 0.9441 | 0 | 0.38042
2018-03-26 | 1 | 17 | Winter: On-Peak |  | 30 | heating | 0.42311 | 0.94026 | 1.0177 | 0.40489 | 3.0748 | 4.2477 | 2.334 | 0.53339 | 0 | 1.3522 | 0.9441 | 0 | 0.40489
2018-03-26 | 1 | 18 | Winter: On-Peak |  | 28 | heating | 0.4445 | 0.98182 | 1.0177 | 0.44416 | 3.0942 | 4.6891 | 2.2833 | 0.6019 | 0 | 1.5599 | 0.9441 | 0 | 0.44416
2018-03-26 | 1 | 19 | Winter: On-Peak |  | 27 | heating | 0.4552 | 0.98419 | 1.0177 | 0.45594 | 3.1144 | 4.8449 | 2.2875 | 0.62075 | 0 | 1.6764 | 0.9441 | 0 | 0.45594
2018-03-26 | 1 | 20 | Winter: On-Peak |  | 27 | heating | 0.4552 | 0.97072 | 1.0177 | 0.4497 | 3.1144 | 4.7786 | 2.2875 | 0.61225 | 0 | 1.5244 | 0.9441 | 0 | 0.4497
2018-03-26 | 1 | 21 | Winter: On-Peak |  | 25 | heating | 0.47659 | 0.95751 | 1.0177 | 0.46443 | 3.0939 | 4.9028 | 2.1844 | 0.65782 | 0 | 1.4449 | 0.9441 | 0 | 0.46443
2018-03-26 | 1 | 22 | Winter: On-Peak |  | 25 | heating | 0.47659 | 0.94265 | 1.0177 | 0.45722 | 3.0939 | 4.8267 | 2.1844 | 0.64761 | 0 | 1.2427 | 0.9441 | 0 | 0.45722
2018-03-26 | 1 | 23 | Winter: Off-Peak |  | 25 | heating | 0.47659 | 0.94451 | 1.0177 | 0.45812 | 3.0939 | 4.8362 | 2.1844 | 0.64888 | 0 | 1.0298 | 0.9441 | 0 | 0.45812
2018-03-27 | 2 | 0 | Winter: Off-Peak |  | 21 | heating | 0.51937 | 0.97482 | 1.02 | 0.5164 | 3.0223 | 5.3252 | 1.9597 | 0.79641 | 0 | 0.90669 | 0.83669 | 0 | 0.5164
2018-03-27 | 2 | 1 | Winter: Off-Peak |  | 21 | heating | 0.51937 | 1.0122 | 1.02 | 0.53623 | 3.0223 | 5.5296 | 1.9597 | 0.82698 | 0 | 0.81803 | 0.83669 | 0 | 0.53623
2018-03-27 | 2 | 2 | Winter: Off-Peak |  | 21 | heating | 0.51937 | 1.051 | 1.02 | 0.55675 | 3.0223 | 5.7412 | 1.9597 | 0.85862 | 0 | 0.74508 | 0.83669 | 0 | 0.55675
2018-03-27 | 2 | 3 | Winter: Off-Peak |  | 19 | heating | 0.54077 | 1.0924 | 1.02 | 0.60253 | 2.9438 | 6.0519 | 1.829 | 0.96979 | 0 | 0.69159 | 0.83669 | 0 | 0.60253
2018-03-27 | 2 | 4 | Winter: Off-Peak |  | 19 | heating | 0.54077 | 1.1348 | 1.02 | 0.62593 | 2.9438 | 6.287 | 1.829 | 1.0075 | 0 | 0.64739 | 0.83669 | 0 | 0.62593
2018-03-27 | 2 | 5 | Winter: Off-Peak |  | 18 | heating | 0.55146 | 1.1636 | 1.02 | 0.65447 | 2.905 | 6.487 | 1.7642 | 1.0777 | 0 | 0.7214 | 0.83669 | 0 | 0.65447
2018-03-27 | 2 | 6 | Winter: Off-Peak |  | 16 | heating | 0.57285 | 1.2084 | 1.02 | 0.70605 | 2.8179 | 6.7885 | 1.6318 | 1.2193 | 0 | 0.87787 | 0.83669 | 0 | 0.70605
2018-03-27 | 2 | 7 | Winter: On-Peak |  | 19 | heating | 0.54077 | 1.1637 | 1.02 | 0.64188 | 2.9438 | 6.4471 | 1.829 | 1.0331 | 0 | 0.97331 | 0.83669 | 0 | 0.64188
2018-03-27 | 2 | 8 | Winter: On-Peak |  | 21 | heating | 0.51937 | 1.0942 | 1.02 | 0.57964 | 3.0223 | 5.9773 | 1.9597 | 0.89394 | 0 | 0.9494 | 0.83669 | 0 | 0.57964
2018-03-27 | 2 | 9 | Winter: On-Peak |  | 23 | heating | 0.49798 | 1.0343 | 1.02 | 0.52535 | 3.0593 | 5.4837 | 2.0731 | 0.77524 | 0 | 0.84085 | 0.83669 | 0 | 0.52535
2018-03-27 | 2 | 10 | Winter: On-Peak |  | 25 | heating | 0.47659 | 0.98112 | 1.02 | 0.47693 | 3.0939 | 5.0347 | 2.1844 | 0.67552 | 0 | 0.74504 | 0.83669 | 0 | 0.47693
2018-03-27 | 2 | 11 | Winter: On-Peak |  | 27 | heating | 0.4552 | 0.94956 | 1.02 | 0.44087 | 3.1144 | 4.6848 | 2.2875 | 0.60022 | 0 | 0.72851 | 0.83669 | 0 | 0.44087
2018-03-27 | 2 | 12 | Winter: On-Peak |  | 30 | heating | 0.42311 | 0.91648 | 1.02 | 0.39552 | 3.0748 | 4.1494 | 2.334 | 0.52105 | 0 | 0.75911 | 0.83669 | 0 | 0.39552
2018-03-27 | 2 | 13 | Winter: On-Peak |  | 32 | heating | 0.40172 | 0.9004 | 1.02 | 0.36893 | 3.1004 | 3.9027 | 2.4523 | 0.46643 | 0 | 0.79116 | 0.83669 | 0 | 0.36893
2018-03-27 | 2 | 14 | Winter: On-Peak |  | 34 | heating | 0.38033 | 0.86033 | 1.02 | 0.33374 | 3.1618 | 3.6004 | 2.5824 | 0.40861 | 0 | 0.84356 | 0.83669 | 0 | 0.33374
2018-03-27 | 2 | 15 | Winter: On-Peak |  | 34 | heating | 0.38033 | 0.85755 | 1.02 | 0.33266 | 3.1618 | 3.5887 | 2.5824 | 0.40729 | 0 | 0.96593 | 0.83669 | 0 | 0.33266
2018-03-27 | 2 | 16 | Winter: On-Peak |  | 34 | heating | 0.38033 | 0.88345 | 1.02 | 0.34271 | 3.1618 | 3.6971 | 2.5824 | 0.41959 | 0 | 1.1649 | 0.83669 | 0 | 0.34271
2018-03-27 | 2 | 17 | Winter: On-Peak |  | 32 | heating | 0.40172 | 0.94026 | 1.02 | 0.38526 | 3.1004 | 4.0755 | 2.4523 | 0.48708 | 0 | 1.3522 | 0.83669 | 0 | 0.38526
2018-03-27 | 2 | 18 | Winter: On-Peak |  | 28 | heating | 0.4445 | 0.98182 | 1.02 | 0.44514 | 3.0942 | 4.6995 | 2.2833 | 0.60322 | 0 | 1.5599 | 0.83669 | 0 | 0.44514
2018-03-27 | 2 | 19 | Winter: On-Peak |  | 28 | heating | 0.4445 | 0.98419 | 1.02 | 0.44621 | 3.0942 | 4.7108 | 2.2833 | 0.60468 | 0 | 1.6764 | 0.83669 | 0 | 0.44621
2018-03-27 | 2 | 20 | Winter: On-Peak |  | 27 | heating | 0.4552 | 0.97072 | 1.02 | 0.45069 | 3.1144 | 4.7892 | 2.2875 | 0.6136 | 0 | 1.5244 | 0.83669 | 0 | 0.45069
2018-03-27 | 2 | 21 | Winter: On-Peak |  | 27 | heating | 0.4552 | 0.95751 | 1.02 | 0.44456 | 3.1144 | 4.724 | 2.2875 | 0.60525 | 0 | 1.4449 | 0.83669 | 0 | 0.44456
2018-03-27 | 2 | 22 | Winter: On-Peak |  | 27 | heating | 0.4552 | 0.94265 | 1.02 | 0.43766 | 3.1144 | 4.6507 | 2.2875 | 0.59586 | 0 | 1.2427 | 0.83669 | 0 | 0.43766
2018-03-27 | 2 | 23 | Winter: Off-Peak |  | 25 | heating | 0.47659 | 0.94451 | 1.02 | 0.45913 | 3.0939 | 4.8468 | 2.1844 | 0.65031 | 0 | 1.0298 | 0.83669 | 0 | 0.45913
2018-03-28 | 3 | 0 | Winter: Off-Peak |  | 25 | heating | 0.47659 | 0.97482 | 1.0263 | 0.47681 | 3.0939 | 5.0334 | 2.1844 | 0.67535 | 0 | 0.90669 | 0.94211 | 0 | 0.47681
2018-03-28 | 3 | 1 | Winter: Off-Peak |  | 23 | heating | 0.49798 | 1.0122 | 1.0263 | 0.51734 | 3.0593 | 5.4001 | 2.0731 | 0.76342 | 0 | 0.81803 | 0.94211 | 0 | 0.51734
2018-03-28 | 3 | 2 | Winter: Off-Peak |  | 21 | heating | 0.51937 | 1.051 | 1.0263 | 0.56021 | 3.0223 | 5.7768 | 1.9597 | 0.86396 | 0 | 0.74508 | 0.94211 | 0 | 0.56021
2018-03-28 | 3 | 3 | Winter: Off-Peak |  | 19 | heating | 0.54077 | 1.0924 | 1.0263 | 0.60627 | 2.9438 | 6.0895 | 1.829 | 0.97582 | 0 | 0.69159 | 0.94211 | 0 | 0.60627
2018-03-28 | 3 | 4 | Winter: Off-Peak |  | 21 | heating | 0.51937 | 1.1348 | 1.0263 | 0.60491 | 3.0223 | 6.2378 | 1.9597 | 0.9329 | 0 | 0.64739 | 0.94211 | 0 | 0.60491
2018-03-28 | 3 | 5 | Winter: Off-Peak |  | 19 | heating | 0.54077 | 1.1636 | 1.0263 | 0.64576 | 2.9438 | 6.4862 | 1.829 | 1.0394 | 0 | 0.7214 | 0.94211 | 0 | 0.64576
2018-03-28 | 3 | 6 | Winter: Off-Peak |  | 19 | heating | 0.54077 | 1.2084 | 1.0263 | 0.67065 | 2.9438 | 6.7361 | 1.829 | 1.0794 | 0 | 0.87787 | 0.94211 | 0 | 0.67065
2018-03-28 | 3 | 7 | Winter: On-Peak |  | 21 | heating | 0.51937 | 1.1637 | 1.0263 | 0.62032 | 3.0223 | 6.3967 | 1.9597 | 0.95666 | 0 | 0.97331 | 0.94211 | 0 | 0.62032
2018-03-28 | 3 | 8 | Winter: On-Peak |  | 25 | heating | 0.47659 | 1.0942 | 1.0263 | 0.5352 | 3.0939 | 5.6498 | 2.1844 | 0.75805 | 0 | 0.9494 | 0.94211 | 0 | 0.5352
2018-03-28 | 3 | 9 | Winter: On-Peak |  | 27 | heating | 0.4552 | 1.0343 | 1.0263 | 0.4832 | 3.1144 | 5.1345 | 2.2875 | 0.65785 | 0 | 0.84085 | 0.94211 | 0 | 0.4832
2018-03-28 | 3 | 10 | Winter: On-Peak |  | 28 | heating | 0.4445 | 0.98112 | 1.0263 | 0.44758 | 3.0942 | 4.7253 | 2.2833 | 0.60654 | 0 | 0.74504 | 0.94211 | 0 | 0.44758
2018-03-28 | 3 | 11 | Winter: On-Peak |  | 32 | heating | 0.40172 | 0.94956 | 1.0263 | 0.39149 | 3.1004 | 4.1414 | 2.4523 | 0.49495 | 0 | 0.72851 | 0.94211 | 0 | 0.39149
2018-03-28 | 3 | 12 | Winter: On-Peak |  | 34 | heating | 0.38033 | 0.91648 | 1.0263 | 0.35773 | 3.1618 | 3.8592 | 2.5824 | 0.43798 | 0 | 0.75911 | 0.94211 | 0 | 0.35773
2018-03-28 | 3 | 13 | Winter: On-Peak |  | 36 | heating | 0.35894 | 0.9004 | 1.0263 | 0.33169 | 3.2767 | 3.7083 | 2.7263 | 0.39865 | 0 | 0.79116 | 0.94211 | 0 | 0.33169
2018-03-28 | 3 | 14 | Winter: On-Peak |  | 37 | heating | 0.34824 | 0.86033 | 1.0263 | 0.30748 | 3.3551 | 3.5199 | 2.8034 | 0.36799 | 0 | 0.84356 | 0.94211 | 0 | 0.30748
2018-03-28 | 3 | 15 | Winter: On-Peak |  | 37 | heating | 0.34824 | 0.85755 | 1.0263 | 0.30649 | 3.3551 | 3.5085 | 2.8034 | 0.3668 | 0 | 0.96593 | 0.94211 | 0 | 0.30649
2018-03-28 | 3 | 16 | Winter: On-Peak |  | 36 | heating | 0.35894 | 0.88345 | 1.0263 | 0.32544 | 3.2767 | 3.6385 | 2.7263 | 0.39114 | 0 | 1.1649 | 0.94211 | 0 | 0.32544
2018-03-28 | 3 | 17 | Winter: On-Peak |  | 34 | heating | 0.38033 | 0.94026 | 1.0263 | 0.36701 | 3.1618 | 3.9593 | 2.5824 | 0.44935 | 0 | 1.3522 | 0.94211 | 0 | 0.36701
2018-03-28 | 3 | 18 | Winter: On-Peak |  | 30 | heating | 0.42311 | 0.98182 | 1.0263 | 0.42635 | 3.0748 | 4.4728 | 2.334 | 0.56166 | 0 | 1.5599 | 0.94211 | 0 | 0.42635
2018-03-28 | 3 | 19 | Winter: On-Peak |  | 30 | heating | 0.42311 | 0.98419 | 1.0263 | 0.42738 | 3.0748 | 4.4836 | 2.334 | 0.56302 | 0 | 1.6764 | 0.94211 | 0 | 0.42738
2018-03-28 | 3 | 20 | Winter: On-Peak |  | 30 | heating | 0.42311 | 0.97072 | 1.0263 | 0.42153 | 3.0748 | 4.4223 | 2.334 | 0.55531 | 0 | 1.5244 | 0.94211 | 0 | 0.42153
2018-03-28 | 3 | 21 | Winter: On-Peak |  | 28 | heating | 0.4445 | 0.95751 | 1.0263 | 0.43681 | 3.0942 | 4.6116 | 2.2833 | 0.59194 | 0 | 1.4449 | 0.94211 | 0 | 0.43681
2018-03-28 | 3 | 22 | Winter: On-Peak |  | 28 | heating | 0.4445 | 0.94265 | 1.0263 | 0.43003 | 3.0942 | 4.54 | 2.2833 | 0.58275 | 0 | 1.2427 | 0.94211 | 0 | 0.43003
2018-03-28 | 3 | 23 | Winter: Off-Peak |  | 28 | heating | 0.4445 | 0.94451 | 1.0263 | 0.43088 | 3.0942 | 4.5489 | 2.2833 | 0.5839 | 0 | 1.0298 | 0.94211 | 0 | 0.43088
2018-03-29 | 4 | 0 | Winter: Off-Peak |  | 27 | heating | 0.4552 | 0.97482 | 1.002 | 0.44464 | 3.1144 | 4.7249 | 2.2875 | 0.60536 | 0 | 0.90669 | 1.0706 | 0 | 0.44464
2018-03-29 | 4 | 1 | Winter: Off-Peak |  | 25 | heating | 0.47659 | 1.0122 | 1.002 | 0.48341 | 3.0939 | 5.1031 | 2.1844 | 0.6847 | 0 | 0.81803 | 1.0706 | 0 | 0.48341
2018-03-29 | 4 | 2 | Winter: Off-Peak |  | 25 | heating | 0.47659 | 1.051 | 1.002 | 0.50191 | 3.0939 | 5.2984 | 2.1844 | 0.7109 | 0 | 0.74508 | 1.0706 | 0 | 0.50191
2018-03-29 | 4 | 3 | Winter: Off-Peak |  | 21 | heating | 0.51937 | 1.0924 | 1.002 | 0.56853 | 3.0223 | 5.8627 | 1.9597 | 0.87679 | 0 | 0.69159 | 1.0706 | 0 | 0.56853
2018-03-29 | 4 | 4 | Winter: Off-Peak |  | 19 | heating | 0.54077 | 1.1348 | 1.002 | 0.61493 | 2.9438 | 6.1765 | 1.829 | 0.98975 | 0 | 0.64739 | 1.0706 | 0 | 0.61493
2018-03-29 | 4 | 5 | Winter: Off-Peak |  | 19 | heating | 0.54077 | 1.1636 | 1.002 | 0.6305 | 2.9438 | 6.3328 | 1.829 | 1.0148 | 0 | 0.7214 | 1.0706 | 0 | 0.6305
2018-03-29 | 4 | 6 | Winter: Off-Peak |  | 19 | heating | 0.54077 | 1.2084 | 1.002 | 0.65479 | 2.9438 | 6.5769 | 1.829 | 1.0539 | 0 | 0.87787 | 1.0706 | 0 | 0.65479
2018-03-29 | 4 | 7 | Winter: On-Peak |  | 27 | heating | 0.4552 | 1.1637 | 1.002 | 0.53082 | 3.1144 | 5.6406 | 2.2875 | 0.72269 | 0 | 0.97331 | 1.0706 | 0 | 0.53082
2018-03-29 | 4 | 8 | Winter: On-Peak |  | 28 | heating | 0.4445 | 1.0942 | 1.002 | 0.48737 | 3.0942 | 5.1453 | 2.2833 | 0.66045 | 0 | 0.9494 | 1.0706 | 0 | 0.48737
2018-03-29 | 4 | 9 | Winter: On-Peak |  | 28 | heating | 0.4445 | 1.0343 | 1.002 | 0.46069 | 3.0942 | 4.8637 | 2.2833 | 0.6243 | 0 | 0.84085 | 1.0706 | 0 | 0.46069
2018-03-29 | 4 | 10 | Winter: On-Peak |  | 30 | heating | 0.42311 | 0.98112 | 1.002 | 0.41597 | 3.0748 | 4.364 | 2.334 | 0.548 | 0 | 0.74504 | 1.0706 | 0 | 0.41597
2018-03-29 | 4 | 11 | Winter: On-Peak |  | 30 | heating | 0.42311 | 0.94956 | 1.002 | 0.40259 | 3.0748 | 4.2236 | 2.334 | 0.53037 | 0 | 0.72851 | 1.0706 | 0 | 0.40259
2018-03-29 | 4 | 12 | Winter: On-Peak |  | 32 | heating | 0.40172 | 0.91648 | 1.002 | 0.36892 | 3.1004 | 3.9026 | 2.4523 | 0.46642 | 0 | 0.75911 | 1.0706 | 0 | 0.36892
2018-03-29 | 4 | 13 | Winter: On-Peak |  | 34 | heating | 0.38033 | 0.9004 | 1.002 | 0.34315 | 3.1618 | 3.7019 | 2.5824 | 0.42013 | 0 | 0.79116 | 1.0706 | 0 | 0.34315
2018-03-29 | 4 | 14 | Winter: On-Peak |  | 34 | heating | 0.38033 | 0.86033 | 1.002 | 0.32788 | 3.1618 | 3.5371 | 2.5824 | 0.40143 | 0 | 0.84356 | 1.0706 | 0 | 0.32788
2018-03-29 | 4 | 15 | Winter: On-Peak |  | 34 | heating | 0.38033 | 0.85755 | 1.002 | 0.32682 | 3.1618 | 3.5257 | 2.5824 | 0.40013 | 0 | 0.96593 | 1.0706 | 0 | 0.32682
2018-03-29 | 4 | 16 | Winter: On-Peak |  | 36 | heating | 0.35894 | 0.88345 | 1.002 | 0.31775 | 3.2767 | 3.5525 | 2.7263 | 0.3819 | 0 | 1.1649 | 1.0706 | 0 | 0.31775
2018-03-29 | 4 | 17 | Winter: On-Peak |  | 36 | heating | 0.35894 | 0.94026 | 1.002 | 0.33818 | 3.2767 | 3.7809 | 2.7263 | 0.40646 | 0 | 1.3522 | 1.0706 | 0 | 0.33818
2018-03-29 | 4 | 18 | Winter: On-Peak |  | 34 | heating | 0.38033 | 0.98182 | 1.002 | 0.37418 | 3.1618 | 4.0366 | 2.5824 | 0.45812 | 0 | 1.5599 | 1.0706 | 0 | 0.37418
2018-03-29 | 4 | 19 | Winter: On-Peak |  | 30 | heating | 0.42311 | 0.98419 | 1.002 | 0.41727 | 3.0748 | 4.3776 | 2.334 | 0.54971 | 0 | 1.6764 | 1.0706 | 0 | 0.41727
2018-03-29 | 4 | 20 | Winter: On-Peak |  | 28 | heating | 0.4445 | 0.97072 | 1.002 | 0.43237 | 3.0942 | 4.5647 | 2.2833 | 0.58592 | 0 | 1.5244 | 1.0706 | 0 | 0.43237
2018-03-29 | 4 | 21 | Winter: On-Peak |  | 27 | heating | 0.4552 | 0.95751 | 1.002 | 0.43675 | 3.1144 | 4.641 | 2.2875 | 0.59462 | 0 | 1.4449 | 1.0706 | 0 | 0.43675
2018-03-29 | 4 | 22 | Winter: On-Peak |  | 27 | heating | 0.4552 | 0.94265 | 1.002 | 0.42997 | 3.1144 | 4.569 | 2.2875 | 0.58539 | 0 | 1.2427 | 1.0706 | 0 | 0.42997
2018-03-29 | 4 | 23 | Winter: Off-Peak |  | 28 | heating | 0.4445 | 0.94451 | 1.002 | 0.4207 | 3.0942 | 4.4414 | 2.2833 | 0.5701 | 0 | 1.0298 | 1.0706 | 0 | 0.4207
2018-03-30 | 5 | 0 | Winter: Off-Peak |  | 28 | heating | 0.4445 | 0.97482 | 1.0078 | 0.43669 | 3.0942 | 4.6103 | 2.2833 | 0.59177 | 0 | 0.90669 | 1.1856 | 0 | 0.43669
2018-03-30 | 5 | 1 | Winter: Off-Peak |  | 28 | heating | 0.4445 | 1.0122 | 1.0078 | 0.45346 | 3.0942 | 4.7873 | 2.2833 | 0.6145 | 0 | 0.81803 | 1.1856 | 0 | 0.45346
2018-03-30 | 5 | 2 | Winter: Off-Peak |  | 28 | heating | 0.4445 | 1.051 | 1.0078 | 0.47081 | 3.0942 | 4.9704 | 2.2833 | 0.63801 | 0 | 0.74508 | 1.1856 | 0 | 0.47081
2018-03-30 | 5 | 3 | Winter: Off-Peak |  | 28 | heating | 0.4445 | 1.0924 | 1.0078 | 0.48937 | 3.0942 | 5.1664 | 2.2833 | 0.66316 | 0 | 0.69159 | 1.1856 | 0 | 0.48937
2018-03-30 | 5 | 4 | Winter: Off-Peak |  | 28 | heating | 0.4445 | 1.1348 | 1.0078 | 0.50837 | 3.0942 | 5.367 | 2.2833 | 0.68891 | 0 | 0.64739 | 1.1856 | 0 | 0.50837
2018-03-30 | 5 | 5 | Winter: Off-Peak |  | 27 | heating | 0.4552 | 1.1636 | 1.0078 | 0.53378 | 3.1144 | 5.6721 | 2.2875 | 0.72672 | 0 | 0.7214 | 1.1856 | 0 | 0.53378
2018-03-30 | 5 | 6 | Winter: Off-Peak |  | 25 | heating | 0.47659 | 1.2084 | 1.0078 | 0.5804 | 3.0939 | 6.127 | 2.1844 | 0.82208 | 0 | 0.87787 | 1.1856 | 0 | 0.5804
2018-03-30 | 5 | 7 | Winter: On-Peak |  | 30 | heating | 0.42311 | 1.1637 | 1.0078 | 0.49624 | 3.0748 | 5.206 | 2.334 | 0.65373 | 0 | 0.97331 | 1.1856 | 0 | 0.49624
2018-03-30 | 5 | 8 | Winter: On-Peak |  | 36 | heating | 0.35894 | 1.0942 | 1.0078 | 0.39581 | 3.2767 | 4.4252 | 2.7263 | 0.47572 | 0 | 0.9494 | 1.1856 | 0 | 0.39581
2018-03-30 | 5 | 9 | Winter: On-Peak |  | 37 | heating | 0.34824 | 1.0343 | 1.0078 | 0.363 | 3.3551 | 4.1554 | 2.8034 | 0.43443 | 0 | 0.84085 | 1.1856 | 0 | 0.363
2018-03-30 | 5 | 10 | Winter: On-Peak |  | 39 | heating | 0.32685 | 0.98112 | 1.0078 | 0.32318 | 3.4954 | 3.8543 | 2.9502 | 0.38291 | 0 | 0.74504 | 1.1856 | 0 | 0.32318
2018-03-30 | 5 | 11 | Winter: On-Peak |  | 39 | heating | 0.32685 | 0.94956 | 1.0078 | 0.31278 | 3.4954 | 3.7303 | 2.9502 | 0.37059 | 0 | 0.72851 | 1.1856 | 0 | 0.31278
2018-03-30 | 5 | 12 | Winter: On-Peak |  | 43 | heating | 0.28407 | 0.91648 | 1.0078 | 0.26237 | 3.737 | 3.3454 | 3.2279 | 0.30376 | 0 | 0.75911 | 1.1856 | 0 | 0.26237
2018-03-30 | 5 | 13 | Winter: On-Peak |  | 45 | heating | 0.26267 | 0.9004 | 1.0078 | 0.23836 | 3.8226 | 3.1088 | 3.3575 | 0.27137 | 0 | 0.79116 | 1.1856 | 0 | 0.23836
2018-03-30 | 5 | 14 | Winter: On-Peak |  | 45 | heating | 0.26267 | 0.86033 | 1.0078 | 0.22775 | 3.8226 | 2.9704 | 3.3575 | 0.2593 | 0 | 0.84356 | 1.1856 | 0 | 0.22775
2018-03-30 | 5 | 15 | Winter: On-Peak |  | 46 | heating | 0.25198 | 0.85755 | 1.0078 | 0.21777 | 3.8708 | 2.8761 | 3.4229 | 0.24627 | 0 | 0.96593 | 1.1856 | 0 | 0.21777
2018-03-30 | 5 | 16 | Winter: On-Peak |  | 46 | heating | 0.25198 | 0.88345 | 1.0078 | 0.22435 | 3.8708 | 2.963 | 3.4229 | 0.25371 | 0 | 1.1649 | 1.1856 | 0 | 0.22435
2018-03-30 | 5 | 17 | Winter: On-Peak |  | 45 | heating | 0.26267 | 0.94026 | 1.0078 | 0.24891 | 3.8226 | 3.2464 | 3.3575 | 0.28339 | 0 | 1.3522 | 1.1856 | 0 | 0.24891
2018-03-30 | 5 | 18 | Winter: On-Peak |  | 41 | heating | 0.30546 | 0.98182 | 1.0078 | 0.30225 | 3.629 | 3.7425 | 3.0928 | 0.35465 | 0 | 1.5599 | 1.1856 | 0 | 0.30225
2018-03-30 | 5 | 19 | Winter: On-Peak |  | 37 | heating | 0.34824 | 0.98419 | 1.0078 | 0.34541 | 3.3551 | 3.9541 | 2.8034 | 0.41338 | 0 | 1.6764 | 1.1856 | 0 | 0.34541
2018-03-30 | 5 | 20 | Winter: On-Peak |  | 36 | heating | 0.35894 | 0.97072 | 1.0078 | 0.35115 | 3.2767 | 3.9259 | 2.7263 | 0.42203 | 0 | 1.5244 | 1.1856 | 0 | 0.35115
2018-03-30 | 5 | 21 | Winter: On-Peak |  | 34 | heating | 0.38033 | 0.95751 | 1.0078 | 0.36701 | 3.1618 | 3.9593 | 2.5824 | 0.44934 | 0 | 1.4449 | 1.1856 | 0 | 0.36701
2018-03-30 | 5 | 22 | Winter: On-Peak |  | 34 | heating | 0.38033 | 0.94265 | 1.0078 | 0.36132 | 3.1618 | 3.8979 | 2.5824 | 0.44237 | 0 | 1.2427 | 1.1856 | 0 | 0.36132
2018-03-30 | 5 | 23 | Winter: Off-Peak |  | 32 | heating | 0.40172 | 0.94451 | 1.0078 | 0.38239 | 3.1004 | 4.0451 | 2.4523 | 0.48344 | 0 | 1.0298 | 1.1856 | 0 | 0.38239
2018-03-31 | 6 | 0 | Winter: Off-Peak |  | 34 | heating | 0.38033 | 0.97482 | 0.98855 | 0.3665 | 3.1618 | 3.9538 | 2.5824 | 0.44872 | 0 | 0.90669 | 1.0113 | 0 | 0.3665
2018-03-31 | 6 | 1 | Winter: Off-Peak |  | 32 | heating | 0.40172 | 1.0122 | 0.98855 | 0.40198 | 3.1004 | 4.2523 | 2.4523 | 0.50822 | 0 | 0.81803 | 1.0113 | 0 | 0.40198
2018-03-31 | 6 | 2 | Winter: Off-Peak |  | 36 | heating | 0.35894 | 1.051 | 0.98855 | 0.37291 | 3.2767 | 4.1692 | 2.7263 | 0.44819 | 0 | 0.74508 | 1.0113 | 0 | 0.37291
2018-03-31 | 6 | 3 | Winter: Off-Peak |  | 36 | heating | 0.35894 | 1.0924 | 0.98855 | 0.38761 | 3.2767 | 4.3336 | 2.7263 | 0.46586 | 0 | 0.69159 | 1.0113 | 0 | 0.38761
2018-03-31 | 6 | 4 | Winter: Off-Peak |  | 34 | heating | 0.38033 | 1.1348 | 0.98855 | 0.42666 | 3.1618 | 4.6028 | 2.5824 | 0.52238 | 0 | 0.64739 | 1.0113 | 0 | 0.42666
2018-03-31 | 6 | 5 | Winter: Off-Peak |  | 34 | heating | 0.38033 | 1.1636 | 0.98855 | 0.43746 | 3.1618 | 4.7194 | 2.5824 | 0.5356 | 0 | 0.7214 | 1.0113 | 0 | 0.43746
2018-03-31 | 6 | 6 | Winter: Off-Peak |  | 36 | heating | 0.35894 | 1.2084 | 0.98855 | 0.42877 | 3.2767 | 4.7937 | 2.7263 | 0.51533 | 0 | 0.87787 | 1.0113 | 0 | 0.42877
2018-03-31 | 6 | 7 | Winter: Off-Peak |  | 37 | heating | 0.34824 | 1.1637 | 0.98855 | 0.40062 | 3.3551 | 4.5861 | 2.8034 | 0.47946 | 0 | 0.97331 | 1.0113 | 0 | 0.40062
2018-03-31 | 6 | 8 | Winter: Off-Peak |  | 39 | heating | 0.32685 | 1.0942 | 0.98855 | 0.35354 | 3.4954 | 4.2164 | 2.9502 | 0.41888 | 0 | 0.9494 | 1.0113 | 0 | 0.35354
2018-03-31 | 6 | 9 | Winter: Off-Peak |  | 41 | heating | 0.30546 | 1.0343 | 0.98855 | 0.31232 | 3.629 | 3.8672 | 3.0928 | 0.36647 | 0 | 0.84085 | 1.0113 | 0 | 0.31232
2018-03-31 | 6 | 10 | Winter: Off-Peak |  | 43 | heating | 0.28407 | 0.98112 | 0.98855 | 0.27551 | 3.737 | 3.513 | 3.2279 | 0.31897 | 0 | 0.74504 | 1.0113 | 0 | 0.27551
2018-03-31 | 6 | 11 | Winter: Off-Peak |  | 43 | heating | 0.28407 | 0.94956 | 0.98855 | 0.26665 | 3.737 | 3.4 | 3.2279 | 0.30871 | 0 | 0.72851 | 1.0113 | 0 | 0.26665
2018-03-31 | 6 | 12 | Winter: Off-Peak |  | 45 | heating | 0.26267 | 0.91648 | 0.98855 | 0.23798 | 3.8226 | 3.1039 | 3.3575 | 0.27094 | 0 | 0.75911 | 1.0113 | 0 | 0.23798
2018-03-31 | 6 | 13 | Winter: Off-Peak |  | 45 | heating | 0.26267 | 0.9004 | 0.98855 | 0.2338 | 3.8226 | 3.0494 | 3.3575 | 0.26619 | 0 | 0.79116 | 1.0113 | 0 | 0.2338
2018-03-31 | 6 | 14 | Winter: Off-Peak |  | 45 | heating | 0.26267 | 0.86033 | 0.98855 | 0.2234 | 3.8226 | 2.9137 | 3.3575 | 0.25434 | 0 | 0.84356 | 1.0113 | 0 | 0.2234
2018-03-31 | 6 | 15 | Winter: Off-Peak |  | 45 | heating | 0.26267 | 0.85755 | 0.98855 | 0.22267 | 3.8226 | 2.9042 | 3.3575 | 0.25352 | 0 | 0.96593 | 1.0113 | 0 | 0.22267
2018-03-31 | 6 | 16 | Winter: Off-Peak |  | 43 | heating | 0.28407 | 0.88345 | 0.98855 | 0.24808 | 3.737 | 3.1632 | 3.2279 | 0.28721 | 0 | 1.1649 | 1.0113 | 0 | 0.24808
2018-03-31 | 6 | 17 | Winter: Off-Peak |  | 43 | heating | 0.28407 | 0.94026 | 0.98855 | 0.26404 | 3.737 | 3.3666 | 3.2279 | 0.30568 | 0 | 1.3522 | 1.0113 | 0 | 0.26404
2018-03-31 | 6 | 18 | Winter: Off-Peak |  | 41 | heating | 0.30546 | 0.98182 | 0.98855 | 0.29647 | 3.629 | 3.671 | 3.0928 | 0.34787 | 0 | 1.5599 | 1.0113 | 0 | 0.29647
2018-03-31 | 6 | 19 | Winter: Off-Peak |  | 39 | heating | 0.32685 | 0.98419 | 0.98855 | 0.318 | 3.4954 | 3.7925 | 2.9502 | 0.37676 | 0 | 1.6764 | 1.0113 | 0 | 0.318
2018-03-31 | 6 | 20 | Winter: Off-Peak |  | 39 | heating | 0.32685 | 0.97072 | 0.98855 | 0.31364 | 3.4954 | 3.7406 | 2.9502 | 0.37161 | 0 | 1.5244 | 1.0113 | 0 | 0.31364
2018-03-31 | 6 | 21 | Winter: Off-Peak |  | 37 | heating | 0.34824 | 0.95751 | 0.98855 | 0.32963 | 3.3551 | 3.7734 | 2.8034 | 0.39449 | 0 | 1.4449 | 1.0113 | 0 | 0.32963
2018-03-31 | 6 | 22 | Winter: Off-Peak |  | 37 | heating | 0.34824 | 0.94265 | 0.98855 | 0.32451 | 3.3551 | 3.7149 | 2.8034 | 0.38837 | 0 | 1.2427 | 1.0113 | 0 | 0.32451
2018-03-31 | 6 | 23 | Winter: Off-Peak |  | 36 | heating | 0.35894 | 0.94451 | 0.98855 | 0.33514 | 3.2767 | 3.7469 | 2.7263 | 0.40279 | 0 | 1.0298 | 1.0113 | 0 | 0.33514
2018-04-01 | 7 | 0 | Winter: Off-Peak |  | 34 | heating | 0.38033 | 0.97482 | 0.93761 | 0.34762 | 3.1618 | 3.7501 | 2.5824 | 0.4256 | 0 | 0.90669 | 1.0096 | 0 | 0.34762
2018-04-01 | 7 | 1 | Winter: Off-Peak |  | 34 | heating | 0.38033 | 1.0122 | 0.93761 | 0.36096 | 3.1618 | 3.8941 | 2.5824 | 0.44194 | 0 | 0.81803 | 1.0096 | 0 | 0.36096
2018-04-01 | 7 | 2 | Winter: Off-Peak |  | 34 | heating | 0.38033 | 1.051 | 0.93761 | 0.37477 | 3.1618 | 4.0431 | 2.5824 | 0.45885 | 0 | 0.74508 | 1.0096 | 0 | 0.37477
2018-04-01 | 7 | 3 | Winter: Off-Peak |  | 34 | heating | 0.38033 | 1.0924 | 0.93761 | 0.38955 | 3.1618 | 4.2024 | 2.5824 | 0.47694 | 0 | 0.69159 | 1.0096 | 0 | 0.38955
2018-04-01 | 7 | 4 | Winter: Off-Peak |  | 34 | heating | 0.38033 | 1.1348 | 0.93761 | 0.40468 | 3.1618 | 4.3657 | 2.5824 | 0.49546 | 0 | 0.64739 | 1.0096 | 0 | 0.40468
2018-04-01 | 7 | 5 | Winter: Off-Peak |  | 32 | heating | 0.40172 | 1.1636 | 0.93761 | 0.43826 | 3.1004 | 4.6361 | 2.4523 | 0.55408 | 0 | 0.7214 | 1.0096 | 0 | 0.43826
2018-04-01 | 7 | 6 | Winter: Off-Peak |  | 30 | heating | 0.42311 | 1.2084 | 0.93761 | 0.47938 | 3.0748 | 5.0293 | 2.334 | 0.63153 | 0 | 0.87787 | 1.0096 | 0 | 0.47938
2018-04-01 | 7 | 7 | Winter: Off-Peak |  | 30 | heating | 0.42311 | 1.1637 | 0.93761 | 0.46167 | 3.0748 | 4.8434 | 2.334 | 0.6082 | 0 | 0.97331 | 1.0096 | 0 | 0.46167
2018-04-01 | 7 | 8 | Winter: Off-Peak |  | 32 | heating | 0.40172 | 1.0942 | 0.93761 | 0.41213 | 3.1004 | 4.3597 | 2.4523 | 0.52105 | 0 | 0.9494 | 1.0096 | 0 | 0.41213
2018-04-01 | 7 | 9 | Winter: Off-Peak |  | 34 | heating | 0.38033 | 1.0343 | 0.93761 | 0.36883 | 3.1618 | 3.9789 | 2.5824 | 0.45157 | 0 | 0.84085 | 1.0096 | 0 | 0.36883
2018-04-01 | 7 | 10 | Winter: Off-Peak |  | 34 | heating | 0.38033 | 0.98112 | 0.93761 | 0.34987 | 3.1618 | 3.7744 | 2.5824 | 0.42835 | 0 | 0.74504 | 1.0096 | 0 | 0.34987
2018-04-01 | 7 | 11 | Winter: Off-Peak |  | 34 | heating | 0.38033 | 0.94956 | 0.93761 | 0.33861 | 3.1618 | 3.6529 | 2.5824 | 0.41457 | 0 | 0.72851 | 1.0096 | 0 | 0.33861
2018-04-01 | 7 | 12 | Winter: Off-Peak |  | 32 | heating | 0.40172 | 0.91648 | 0.93761 | 0.3452 | 3.1004 | 3.6517 | 2.4523 | 0.43643 | 0 | 0.75911 | 1.0096 | 0 | 0.3452
2018-04-01 | 7 | 13 | Winter: Off-Peak |  | 34 | heating | 0.38033 | 0.9004 | 0.93761 | 0.32108 | 3.1618 | 3.4638 | 2.5824 | 0.39311 | 0 | 0.79116 | 1.0096 | 0 | 0.32108
2018-04-01 | 7 | 14 | Winter: Off-Peak |  | 34 | heating | 0.38033 | 0.86033 | 0.93761 | 0.30679 | 3.1618 | 3.3097 | 2.5824 | 0.37562 | 0 | 0.84356 | 1.0096 | 0 | 0.30679
2018-04-01 | 7 | 15 | Winter: Off-Peak |  | 34 | heating | 0.38033 | 0.85755 | 0.93761 | 0.3058 | 3.1618 | 3.299 | 2.5824 | 0.3744 | 0 | 0.96593 | 1.0096 | 0 | 0.3058
2018-04-01 | 7 | 16 | Winter: Off-Peak |  | 34 | heating | 0.38033 | 0.88345 | 0.93761 | 0.31504 | 3.1618 | 3.3986 | 2.5824 | 0.38571 | 0 | 1.1649 | 1.0096 | 0 | 0.31504
2018-04-01 | 7 | 17 | Winter: Off-Peak |  | 32 | heating | 0.40172 | 0.94026 | 0.93761 | 0.35415 | 3.1004 | 3.7464 | 2.4523 | 0.44775 | 0 | 1.3522 | 1.0096 | 0 | 0.35415
2018-04-01 | 7 | 18 | Winter: Off-Peak |  | 32 | heating | 0.40172 | 0.98182 | 0.93761 | 0.36981 | 3.1004 | 3.912 | 2.4523 | 0.46754 | 0 | 1.5599 | 1.0096 | 0 | 0.36981
2018-04-01 | 7 | 19 | Winter: Off-Peak |  | 32 | heating | 0.40172 | 0.98419 | 0.93761 | 0.3707 | 3.1004 | 3.9214 | 2.4523 | 0.46867 | 0 | 1.6764 | 1.0096 | 0 | 0.3707
2018-04-01 | 7 | 20 | Winter: Off-Peak |  | 32 | heating | 0.40172 | 0.97072 | 0.93761 | 0.36563 | 3.1004 | 3.8678 | 2.4523 | 0.46225 | 0 | 1.5244 | 1.0096 | 0 | 0.36563
2018-04-01 | 7 | 21 | Winter: Off-Peak |  | 32 | heating | 0.40172 | 0.95751 | 0.93761 | 0.36065 | 3.1004 | 3.8151 | 2.4523 | 0.45596 | 0 | 1.4449 | 1.0096 | 0 | 0.36065
2018-04-01 | 7 | 22 | Winter: Off-Peak |  | 32 | heating | 0.40172 | 0.94265 | 0.93761 | 0.35506 | 3.1004 | 3.7559 | 2.4523 | 0.44889 | 0 | 1.2427 | 1.0096 | 0 | 0.35506
2018-04-01 | 7 | 23 | Winter: Off-Peak |  | 32 | heating | 0.40172 | 0.94451 | 0.93761 | 0.35575 | 3.1004 | 3.7633 | 2.4523 | 0.44977 | 0 | 1.0298 | 1.0096 | 0 | 0.35575
2018-04-02 | 1 | 0 | Winter: Off-Peak |  | 32 | heating | 0.40172 | 0.97482 | 1.0177 | 0.39854 | 3.1004 | 4.216 | 2.4523 | 0.50387 | 0 | 0.90669 | 0.9441 | 0 | 0.39854
2018-04-02 | 1 | 1 | Winter: Off-Peak |  | 32 | heating | 0.40172 | 1.0122 | 1.0177 | 0.41385 | 3.1004 | 4.3778 | 2.4523 | 0.52322 | 0 | 0.81803 | 0.9441 | 0 | 0.41385
2018-04-02 | 1 | 2 | Winter: Off-Peak |  | 30 | heating | 0.42311 | 1.051 | 1.0177 | 0.45256 | 3.0748 | 4.7478 | 2.334 | 0.5962 | 0 | 0.74508 | 0.9441 | 0 | 0.45256
2018-04-02 | 1 | 3 | Winter: Off-Peak |  | 30 | heating | 0.42311 | 1.0924 | 1.0177 | 0.4704 | 3.0748 | 4.935 | 2.334 | 0.6197 | 0 | 0.69159 | 0.9441 | 0 | 0.4704
2018-04-02 | 1 | 4 | Winter: Off-Peak |  | 30 | heating | 0.42311 | 1.1348 | 1.0177 | 0.48867 | 3.0748 | 5.1267 | 2.334 | 0.64377 | 0 | 0.64739 | 0.9441 | 0 | 0.48867
2018-04-02 | 1 | 5 | Winter: Off-Peak |  | 30 | heating | 0.42311 | 1.1636 | 1.0177 | 0.50104 | 3.0748 | 5.2565 | 2.334 | 0.66006 | 0 | 0.7214 | 0.9441 | 0 | 0.50104
2018-04-02 | 1 | 6 | Winter: Off-Peak |  | 32 | heating | 0.40172 | 1.2084 | 1.0177 | 0.49404 | 3.1004 | 5.2262 | 2.4523 | 0.6246 | 0 | 0.87787 | 0.9441 | 0 | 0.49404
2018-04-02 | 1 | 7 | Winter: On-Peak |  | 32 | heating | 0.40172 | 1.1637 | 1.0177 | 0.47579 | 3.1004 | 5.0331 | 2.4523 | 0.60153 | 0 | 0.97331 | 0.9441 | 0 | 0.47579
2018-04-02 | 1 | 8 | Winter: On-Peak |  | 34 | heating | 0.38033 | 1.0942 | 1.0177 | 0.42353 | 3.1618 | 4.569 | 2.5824 | 0.51854 | 0 | 0.9494 | 0.9441 | 0 | 0.42353
2018-04-02 | 1 | 9 | Winter: On-Peak |  | 36 | heating | 0.35894 | 1.0343 | 1.0177 | 0.37783 | 3.2767 | 4.2242 | 2.7263 | 0.45411 | 0 | 0.84085 | 0.9441 | 0 | 0.37783
2018-04-02 | 1 | 10 | Winter: On-Peak |  | 37 | heating | 0.34824 | 0.98112 | 1.0177 | 0.34772 | 3.3551 | 3.9806 | 2.8034 | 0.41615 | 0 | 0.74504 | 0.9441 | 0 | 0.34772
2018-04-02 | 1 | 11 | Winter: On-Peak |  | 41 | heating | 0.30546 | 0.94956 | 1.0177 | 0.29519 | 3.629 | 3.6551 | 3.0928 | 0.34637 | 0 | 0.72851 | 0.9441 | 0 | 0.29519
2018-04-02 | 1 | 12 | Winter: On-Peak |  | 39 | heating | 0.32685 | 0.91648 | 1.0177 | 0.30486 | 3.4954 | 3.6358 | 2.9502 | 0.3612 | 0 | 0.75911 | 0.9441 | 0 | 0.30486
2018-04-02 | 1 | 13 | Winter: On-Peak |  | 45 | heating | 0.26267 | 0.9004 | 1.0177 | 0.2407 | 3.8226 | 3.1394 | 3.3575 | 0.27405 | 0 | 0.79116 | 0.9441 | 0 | 0.2407
2018-04-02 | 1 | 14 | Winter: On-Peak |  | 46 | heating | 0.25198 | 0.86033 | 1.0177 | 0.22063 | 3.8708 | 2.9139 | 3.4229 | 0.2495 | 0 | 0.84356 | 0.9441 | 0 | 0.22063
2018-04-02 | 1 | 15 | Winter: On-Peak |  | 45 | heating | 0.26267 | 0.85755 | 1.0177 | 0.22925 | 3.8226 | 2.99 | 3.3575 | 0.261 | 0 | 0.96593 | 0.9441 | 0 | 0.22925
2018-04-02 | 1 | 16 | Winter: On-Peak |  | 45 | heating | 0.26267 | 0.88345 | 1.0177 | 0.23617 | 3.8226 | 3.0803 | 3.3575 | 0.26889 | 0 | 1.1649 | 0.9441 | 0 | 0.23617
2018-04-02 | 1 | 17 | Winter: On-Peak |  | 45 | heating | 0.26267 | 0.94026 | 1.0177 | 0.25136 | 3.8226 | 3.2784 | 3.3575 | 0.28618 | 0 | 1.3522 | 0.9441 | 0 | 0.25136
2018-04-02 | 1 | 18 | Winter: On-Peak |  | 43 | heating | 0.28407 | 0.98182 | 1.0177 | 0.28385 | 3.737 | 3.6192 | 3.2279 | 0.32862 | 0 | 1.5599 | 0.9441 | 0 | 0.28385
2018-04-02 | 1 | 19 | Winter: On-Peak |  | 41 | heating | 0.30546 | 0.98419 | 1.0177 | 0.30596 | 3.629 | 3.7884 | 3.0928 | 0.35901 | 0 | 1.6764 | 0.9441 | 0 | 0.30596
2018-04-02 | 1 | 20 | Winter: On-Peak |  | 41 | heating | 0.30546 | 0.97072 | 1.0177 | 0.30177 | 3.629 | 3.7366 | 3.0928 | 0.35409 | 0 | 1.5244 | 0.9441 | 0 | 0.30177
2018-04-02 | 1 | 21 | Winter: On-Peak |  | 41 | heating | 0.30546 | 0.95751 | 1.0177 | 0.29766 | 3.629 | 3.6857 | 3.0928 | 0.34927 | 0 | 1.4449 | 0.9441 | 0 | 0.29766
2018-04-02 | 1 | 22 | Winter: On-Peak |  | 41 | heating | 0.30546 | 0.94265 | 1.0177 | 0.29304 | 3.629 | 3.6285 | 3.0928 | 0.34385 | 0 | 1.2427 | 0.9441 | 0 | 0.29304
2018-04-02 | 1 | 23 | Winter: Off-Peak |  | 39 | heating | 0.32685 | 0.94451 | 1.0177 | 0.31418 | 3.4954 | 3.747 | 2.9502 | 0.37225 | 0 | 1.0298 | 0.9441 | 0 | 0.31418
2018-04-03 | 2 | 0 | Winter: Off-Peak |  | 37 | heating | 0.34824 | 0.97482 | 1.02 | 0.34625 | 3.3551 | 3.9637 | 2.8034 | 0.41438 | 0 | 0.90669 | 0.83669 | 0 | 0.34625
2018-04-03 | 2 | 1 | Winter: Off-Peak |  | 36 | heating | 0.35894 | 1.0122 | 1.02 | 0.37059 | 3.2767 | 4.1432 | 2.7263 | 0.4454 | 0 | 0.81803 | 0.83669 | 0 | 0.37059
2018-04-03 | 2 | 2 | Winter: Off-Peak |  | 37 | heating | 0.34824 | 1.051 | 1.02 | 0.3733 | 3.3551 | 4.2734 | 2.8034 | 0.44676 | 0 | 0.74508 | 0.83669 | 0 | 0.3733
2018-04-03 | 2 | 3 | Winter: Off-Peak |  | 37 | heating | 0.34824 | 1.0924 | 1.02 | 0.38801 | 3.3551 | 4.4418 | 2.8034 | 0.46437 | 0 | 0.69159 | 0.83669 | 0 | 0.38801
2018-04-03 | 2 | 4 | Winter: Off-Peak |  | 37 | heating | 0.34824 | 1.1348 | 1.02 | 0.40308 | 3.3551 | 4.6143 | 2.8034 | 0.4824 | 0 | 0.64739 | 0.83669 | 0 | 0.40308
2018-04-03 | 2 | 5 | Winter: Off-Peak |  | 34 | heating | 0.38033 | 1.1636 | 1.02 | 0.45137 | 3.1618 | 4.8694 | 2.5824 | 0.55263 | 0 | 0.7214 | 0.83669 | 0 | 0.45137
2018-04-03 | 2 | 6 | Winter: Off-Peak |  | 34 | heating | 0.38033 | 1.2084 | 1.02 | 0.46876 | 3.1618 | 5.057 | 2.5824 | 0.57392 | 0 | 0.87787 | 0.83669 | 0 | 0.46876
2018-04-03 | 2 | 7 | Winter: On-Peak |  | 37 | heating | 0.34824 | 1.1637 | 1.02 | 0.41335 | 3.3551 | 4.7319 | 2.8034 | 0.4947 | 0 | 0.97331 | 0.83669 | 0 | 0.41335
2018-04-03 | 2 | 8 | Winter: On-Peak |  | 39 | heating | 0.32685 | 1.0942 | 1.02 | 0.36478 | 3.4954 | 4.3504 | 2.9502 | 0.43219 | 0 | 0.9494 | 0.83669 | 0 | 0.36478
2018-04-03 | 2 | 9 | Winter: On-Peak |  | 41 | heating | 0.30546 | 1.0343 | 1.02 | 0.32224 | 3.629 | 3.9901 | 3.0928 | 0.37812 | 0 | 0.84085 | 0.83669 | 0 | 0.32224
2018-04-03 | 2 | 10 | Winter: On-Peak |  | 43 | heating | 0.28407 | 0.98112 | 1.02 | 0.28427 | 3.737 | 3.6246 | 3.2279 | 0.3291 | 0 | 0.74504 | 0.83669 | 0 | 0.28427
2018-04-03 | 2 | 11 | Winter: On-Peak |  | 43 | heating | 0.28407 | 0.94956 | 1.02 | 0.27512 | 3.737 | 3.508 | 3.2279 | 0.31852 | 0 | 0.72851 | 0.83669 | 0 | 0.27512
2018-04-03 | 2 | 12 | Winter: On-Peak |  | 45 | heating | 0.26267 | 0.91648 | 1.02 | 0.24554 | 3.8226 | 3.2025 | 3.3575 | 0.27955 | 0 | 0.75911 | 0.83669 | 0 | 0.24554
2018-04-03 | 2 | 13 | Winter: On-Peak |  | 46 | heating | 0.25198 | 0.9004 | 1.02 | 0.23141 | 3.8708 | 3.0563 | 3.4229 | 0.2617 | 0 | 0.79116 | 0.83669 | 0 | 0.23141
2018-04-03 | 2 | 14 | Winter: On-Peak |  | 48 | heating | 0.23059 | 0.86033 | 1.02 | 0.20234 | 3.9631 | 2.7361 | 3.5525 | 0.22573 | 0 | 0.84356 | 0.83669 | 0 | 0.20234
2018-04-03 | 2 | 15 | Winter: On-Peak |  | 48 | heating | 0.23059 | 0.85755 | 1.02 | 0.20169 | 3.9631 | 2.7272 | 3.5525 | 0.225 | 0 | 0.96593 | 0.83669 | 0 | 0.20169
2018-04-03 | 2 | 16 | Winter: On-Peak |  | 48 | heating | 0.23059 | 0.88345 | 1.02 | 0.20778 | 3.9631 | 2.8096 | 3.5525 | 0.23179 | 0 | 1.1649 | 0.83669 | 0 | 0.20778
2018-04-03 | 2 | 17 | Winter: On-Peak |  | 48 | heating | 0.23059 | 0.94026 | 1.02 | 0.22114 | 3.9631 | 2.9902 | 3.5525 | 0.2467 | 0 | 1.3522 | 0.83669 | 0 | 0.22114
2018-04-03 | 2 | 18 | Winter: On-Peak |  | 45 | heating | 0.26267 | 0.98182 | 1.02 | 0.26305 | 3.8226 | 3.4308 | 3.3575 | 0.29948 | 0 | 1.5599 | 0.83669 | 0 | 0.26305
2018-04-03 | 2 | 19 | Winter: On-Peak |  | 37 | heating | 0.34824 | 0.98419 | 1.02 | 0.34958 | 3.3551 | 4.0018 | 2.8034 | 0.41837 | 0 | 1.6764 | 0.83669 | 0 | 0.34958
2018-04-03 | 2 | 20 | Winter: On-Peak |  | 34 | heating | 0.38033 | 0.97072 | 1.02 | 0.37656 | 3.1618 | 4.0624 | 2.5824 | 0.46104 | 0 | 1.5244 | 0.83669 | 0 | 0.37656
2018-04-03 | 2 | 21 | Winter: On-Peak |  | 34 | heating | 0.38033 | 0.95751 | 1.02 | 0.37144 | 3.1618 | 4.0071 | 2.5824 | 0.45477 | 0 | 1.4449 | 0.83669 | 0 | 0.37144
2018-04-03 | 2 | 22 | Winter: On-Peak |  | 34 | heating | 0.38033 | 0.94265 | 1.02 | 0.36568 | 3.1618 | 3.9449 | 2.5824 | 0.44771 | 0 | 1.2427 | 0.83669 | 0 | 0.36568
2018-04-03 | 2 | 23 | Winter: Off-Peak |  | 34 | heating | 0.38033 | 0.94451 | 1.02 | 0.36639 | 3.1618 | 3.9527 | 2.5824 | 0.44859 | 0 | 1.0298 | 0.83669 | 0 | 0.36639
2018-04-04 | 3 | 0 | Winter: Off-Peak |  | 34 | heating | 0.38033 | 0.97482 | 1.0263 | 0.3805 | 3.1618 | 4.1048 | 2.5824 | 0.46586 | 0 | 0.90669 | 0.94211 | 0 | 0.3805
2018-04-04 | 3 | 1 | Winter: Off-Peak |  | 34 | heating | 0.38033 | 1.0122 | 1.0263 | 0.39511 | 3.1618 | 4.2624 | 2.5824 | 0.48375 | 0 | 0.81803 | 0.94211 | 0 | 0.39511
2018-04-04 | 3 | 2 | Winter: Off-Peak |  | 36 | heating | 0.35894 | 1.051 | 1.0263 | 0.38715 | 3.2767 | 4.3284 | 2.7263 | 0.46531 | 0 | 0.74508 | 0.94211 | 0 | 0.38715
2018-04-04 | 3 | 3 | Winter: Off-Peak |  | 37 | heating | 0.34824 | 1.0924 | 1.0263 | 0.39043 | 3.3551 | 4.4694 | 2.8034 | 0.46726 | 0 | 0.69159 | 0.94211 | 0 | 0.39043
2018-04-04 | 3 | 4 | Winter: Off-Peak |  | 37 | heating | 0.34824 | 1.1348 | 1.0263 | 0.40559 | 3.3551 | 4.643 | 2.8034 | 0.4854 | 0 | 0.64739 | 0.94211 | 0 | 0.40559
2018-04-04 | 3 | 5 | Winter: Off-Peak |  | 39 | heating | 0.32685 | 1.1636 | 1.0263 | 0.39031 | 3.4954 | 4.6549 | 2.9502 | 0.46244 | 0 | 0.7214 | 0.94211 | 0 | 0.39031
2018-04-04 | 3 | 6 | Winter: Off-Peak |  | 41 | heating | 0.30546 | 1.2084 | 1.0263 | 0.37882 | 3.629 | 4.6906 | 3.0928 | 0.4445 | 0 | 0.87787 | 0.94211 | 0 | 0.37882
2018-04-04 | 3 | 7 | Winter: On-Peak |  | 34 | heating | 0.38033 | 1.1637 | 1.0263 | 0.45425 | 3.1618 | 4.9004 | 2.5824 | 0.55615 | 0 | 0.97331 | 0.94211 | 0 | 0.45425
2018-04-04 | 3 | 8 | Winter: On-Peak |  | 34 | heating | 0.38033 | 1.0942 | 1.0263 | 0.4271 | 3.1618 | 4.6075 | 2.5824 | 0.52291 | 0 | 0.9494 | 0.94211 | 0 | 0.4271
2018-04-04 | 3 | 9 | Winter: On-Peak |  | 36 | heating | 0.35894 | 1.0343 | 1.0263 | 0.38101 | 3.2767 | 4.2598 | 2.7263 | 0.45793 | 0 | 0.84085 | 0.94211 | 0 | 0.38101
2018-04-04 | 3 | 10 | Winter: On-Peak |  | 37 | heating | 0.34824 | 0.98112 | 1.0263 | 0.35065 | 3.3551 | 4.0141 | 2.8034 | 0.41966 | 0 | 0.74504 | 0.94211 | 0 | 0.35065
2018-04-04 | 3 | 11 | Winter: On-Peak |  | 37 | heating | 0.34824 | 0.94956 | 1.0263 | 0.33937 | 3.3551 | 3.885 | 2.8034 | 0.40616 | 0 | 0.72851 | 0.94211 | 0 | 0.33937
2018-04-04 | 3 | 12 | Winter: On-Peak |  | 39 | heating | 0.32685 | 0.91648 | 1.0263 | 0.30743 | 3.4954 | 3.6665 | 2.9502 | 0.36425 | 0 | 0.75911 | 0.94211 | 0 | 0.30743
2018-04-04 | 3 | 13 | Winter: On-Peak |  | 39 | heating | 0.32685 | 0.9004 | 1.0263 | 0.30204 | 3.4954 | 3.6022 | 2.9502 | 0.35785 | 0 | 0.79116 | 0.94211 | 0 | 0.30204
2018-04-04 | 3 | 14 | Winter: On-Peak |  | 39 | heating | 0.32685 | 0.86033 | 1.0263 | 0.28859 | 3.4954 | 3.4418 | 2.9502 | 0.34193 | 0 | 0.84356 | 0.94211 | 0 | 0.28859
2018-04-04 | 3 | 15 | Winter: On-Peak |  | 41 | heating | 0.30546 | 0.85755 | 1.0263 | 0.26883 | 3.629 | 3.3287 | 3.0928 | 0.31545 | 0 | 0.96593 | 0.94211 | 0 | 0.26883
2018-04-04 | 3 | 16 | Winter: On-Peak |  | 43 | heating | 0.28407 | 0.88345 | 1.0263 | 0.25756 | 3.737 | 3.2841 | 3.2279 | 0.29818 | 0 | 1.1649 | 0.94211 | 0 | 0.25756
2018-04-04 | 3 | 17 | Winter: On-Peak |  | 43 | heating | 0.28407 | 0.94026 | 1.0263 | 0.27412 | 3.737 | 3.4952 | 3.2279 | 0.31736 | 0 | 1.3522 | 0.94211 | 0 | 0.27412
2018-04-04 | 3 | 18 | Winter: On-Peak |  | 43 | heating | 0.28407 | 0.98182 | 1.0263 | 0.28624 | 3.737 | 3.6497 | 3.2279 | 0.33139 | 0 | 1.5599 | 0.94211 | 0 | 0.28624
2018-04-04 | 3 | 19 | Winter: On-Peak |  | 43 | heating | 0.28407 | 0.98419 | 1.0263 | 0.28693 | 3.737 | 3.6585 | 3.2279 | 0.33218 | 0 | 1.6764 | 0.94211 | 0 | 0.28693
2018-04-04 | 3 | 20 | Winter: On-Peak |  | 43 | heating | 0.28407 | 0.97072 | 1.0263 | 0.283 | 3.737 | 3.6085 | 3.2279 | 0.32764 | 0 | 1.5244 | 0.94211 | 0 | 0.283
2018-04-04 | 3 | 21 | Winter: On-Peak |  | 43 | heating | 0.28407 | 0.95751 | 1.0263 | 0.27915 | 3.737 | 3.5594 | 3.2279 | 0.32318 | 0 | 1.4449 | 0.94211 | 0 | 0.27915
2018-04-04 | 3 | 22 | Winter: On-Peak |  | 45 | heating | 0.26267 | 0.94265 | 1.0263 | 0.25412 | 3.8226 | 3.3144 | 3.3575 | 0.28932 | 0 | 1.2427 | 0.94211 | 0 | 0.25412
2018-04-04 | 3 | 23 | Winter: Off-Peak |  | 48 | heating | 0.23059 | 0.94451 | 1.0263 | 0.22352 | 3.9631 | 3.0224 | 3.5525 | 0.24935 | 0 | 1.0298 | 0.94211 | 0 | 0.22352
2018-04-05 | 4 | 0 | Winter: Off-Peak |  | 48 | heating | 0.23059 | 0.97482 | 1.002 | 0.22524 | 3.9631 | 3.0457 | 3.5525 | 0.25127 | 0 | 0.90669 | 1.0706 | 0 | 0.22524
2018-04-05 | 4 | 1 | Winter: Off-Peak |  | 50 | heating | 0.20919 | 1.0122 | 1.002 | 0.21219 | 4.0352 | 2.9214 | 3.6783 | 0.23277 | 0 | 0.81803 | 1.0706 | 0 | 0.21219
2018-04-05 | 4 | 2 | Winter: Off-Peak |  | 48 | heating | 0.23059 | 1.051 | 1.002 | 0.24283 | 3.9631 | 3.2836 | 3.5525 | 0.2709 | 0 | 0.74508 | 1.0706 | 0 | 0.24283
2018-04-05 | 4 | 3 | Winter: Off-Peak |  | 48 | heating | 0.23059 | 1.0924 | 1.002 | 0.25241 | 3.9631 | 3.4131 | 3.5525 | 0.28158 | 0 | 0.69159 | 1.0706 | 0 | 0.25241
2018-04-05 | 4 | 4 | Winter: Off-Peak |  | 54 | heating | 0.16641 | 1.1348 | 1.002 | 0.18923 | 4.156 | 2.6834 | 3.9259 | 0.20032 | 0 | 0.64739 | 1.0706 | 0 | 0.18923
2018-04-05 | 4 | 5 | Winter: Off-Peak |  | 57 | heating | 0.13432 | 1.1636 | 1.002 | 0.15661 | 4.2531 | 2.2727 | 4.112 | 0.16199 | 0 | 0.7214 | 1.0706 | 0 | 0.15661
2018-04-05 | 4 | 6 | Winter: Off-Peak |  | 55 | heating | 0.15571 | 1.2084 | 1.002 | 0.18855 | 4.1851 | 2.6924 | 3.9877 | 0.19789 | 0 | 0.87787 | 1.0706 | 0 | 0.18855
2018-04-05 | 4 | 7 | Winter: On-Peak |  | 52 | heating | 0.1878 | 1.1637 | 1.002 | 0.219 | 4.0951 | 3.06 | 3.8021 | 0.23588 | 0 | 0.97331 | 1.0706 | 0 | 0.219
2018-04-05 | 4 | 8 | Winter: On-Peak |  | 45 | heating | 0.26267 | 1.0942 | 1.002 | 0.288 | 3.8226 | 3.7563 | 3.3575 | 0.3279 | 0 | 0.9494 | 1.0706 | 0 | 0.288
2018-04-05 | 4 | 9 | Winter: On-Peak |  | 43 | heating | 0.28407 | 1.0343 | 1.002 | 0.29441 | 3.737 | 3.7539 | 3.2279 | 0.34085 | 0 | 0.84085 | 1.0706 | 0 | 0.29441
2018-04-05 | 4 | 10 | Winter: On-Peak |  | 41 | heating | 0.30546 | 0.98112 | 1.002 | 0.3003 | 3.629 | 3.7184 | 3.0928 | 0.35237 | 0 | 0.74504 | 1.0706 | 0 | 0.3003
2018-04-05 | 4 | 11 | Winter: On-Peak |  | 37 | heating | 0.34824 | 0.94956 | 1.002 | 0.33135 | 3.3551 | 3.7932 | 2.8034 | 0.39656 | 0 | 0.72851 | 1.0706 | 0 | 0.33135
2018-04-05 | 4 | 12 | Winter: On-Peak |  | 37 | heating | 0.34824 | 0.91648 | 1.002 | 0.31981 | 3.3551 | 3.661 | 2.8034 | 0.38274 | 0 | 0.75911 | 1.0706 | 0 | 0.31981
2018-04-05 | 4 | 13 | Winter: On-Peak |  | 36 | heating | 0.35894 | 0.9004 | 1.002 | 0.32385 | 3.2767 | 3.6207 | 2.7263 | 0.38923 | 0 | 0.79116 | 1.0706 | 0 | 0.32385
2018-04-05 | 4 | 14 | Winter: On-Peak |  | 37 | heating | 0.34824 | 0.86033 | 1.002 | 0.30021 | 3.3551 | 3.4367 | 2.8034 | 0.35929 | 0 | 0.84356 | 1.0706 | 0 | 0.30021
2018-04-05 | 4 | 15 | Winter: On-Peak |  | 37 | heating | 0.34824 | 0.85755 | 1.002 | 0.29924 | 3.3551 | 3.4256 | 2.8034 | 0.35813 | 0 | 0.96593 | 1.0706 | 0 | 0.29924
2018-04-05 | 4 | 16 | Winter: On-Peak |  | 36 | heating | 0.35894 | 0.88345 | 1.002 | 0.31775 | 3.2767 | 3.5525 | 2.7263 | 0.3819 | 0 | 1.1649 | 1.0706 | 0 | 0.31775
2018-04-05 | 4 | 17 | Winter: On-Peak |  | 37 | heating | 0.34824 | 0.94026 | 1.002 | 0.32811 | 3.3551 | 3.756 | 2.8034 | 0.39267 | 0 | 1.3522 | 1.0706 | 0 | 0.32811
2018-04-05 | 4 | 18 | Winter: On-Peak |  | 37 | heating | 0.34824 | 0.98182 | 1.002 | 0.34261 | 3.3551 | 3.9221 | 2.8034 | 0.41003 | 0 | 1.5599 | 1.0706 | 0 | 0.34261
2018-04-05 | 4 | 19 | Winter: On-Peak |  | 37 | heating | 0.34824 | 0.98419 | 1.002 | 0.34344 | 3.3551 | 3.9315 | 2.8034 | 0.41102 | 0 | 1.6764 | 1.0706 | 0 | 0.34344
2018-04-05 | 4 | 20 | Winter: On-Peak |  | 37 | heating | 0.34824 | 0.97072 | 1.002 | 0.33874 | 3.3551 | 3.8777 | 2.8034 | 0.40539 | 0 | 1.5244 | 1.0706 | 0 | 0.33874
2018-04-05 | 4 | 21 | Winter: On-Peak |  | 37 | heating | 0.34824 | 0.95751 | 1.002 | 0.33413 | 3.3551 | 3.8249 | 2.8034 | 0.39988 | 0 | 1.4449 | 1.0706 | 0 | 0.33413
2018-04-05 | 4 | 22 | Winter: On-Peak |  | 36 | heating | 0.35894 | 0.94265 | 1.002 | 0.33904 | 3.2767 | 3.7906 | 2.7263 | 0.40749 | 0 | 1.2427 | 1.0706 | 0 | 0.33904
2018-04-05 | 4 | 23 | Winter: Off-Peak |  | 34 | heating | 0.38033 | 0.94451 | 1.002 | 0.35996 | 3.1618 | 3.8832 | 2.5824 | 0.44071 | 0 | 1.0298 | 1.0706 | 0 | 0.35996
2018-04-06 | 5 | 0 | Winter: Off-Peak |  | 34 | heating | 0.38033 | 0.97482 | 1.0078 | 0.37364 | 3.1618 | 4.0308 | 2.5824 | 0.45746 | 0 | 0.90669 | 1.1856 | 0 | 0.37364
2018-04-06 | 5 | 1 | Winter: Off-Peak |  | 32 | heating | 0.40172 | 1.0122 | 1.0078 | 0.40981 | 3.1004 | 4.3352 | 2.4523 | 0.51812 | 0 | 0.81803 | 1.1856 | 0 | 0.40981
2018-04-06 | 5 | 2 | Winter: Off-Peak |  | 30 | heating | 0.42311 | 1.051 | 1.0078 | 0.44815 | 3.0748 | 4.7016 | 2.334 | 0.59038 | 0 | 0.74508 | 1.1856 | 0 | 0.44815
2018-04-06 | 5 | 3 | Winter: Off-Peak |  | 30 | heating | 0.42311 | 1.0924 | 1.0078 | 0.46582 | 3.0748 | 4.8869 | 2.334 | 0.61366 | 0 | 0.69159 | 1.1856 | 0 | 0.46582
2018-04-06 | 5 | 4 | Winter: Off-Peak |  | 30 | heating | 0.42311 | 1.1348 | 1.0078 | 0.48391 | 3.0748 | 5.0767 | 2.334 | 0.63749 | 0 | 0.64739 | 1.1856 | 0 | 0.48391
2018-04-06 | 5 | 5 | Winter: Off-Peak |  | 30 | heating | 0.42311 | 1.1636 | 1.0078 | 0.49616 | 3.0748 | 5.2052 | 2.334 | 0.65363 | 0 | 0.7214 | 1.1856 | 0 | 0.49616
2018-04-06 | 5 | 6 | Winter: Off-Peak |  | 30 | heating | 0.42311 | 1.2084 | 1.0078 | 0.51527 | 3.0748 | 5.4058 | 2.334 | 0.67881 | 0 | 0.87787 | 1.1856 | 0 | 0.51527
2018-04-06 | 5 | 7 | Winter: On-Peak |  | 34 | heating | 0.38033 | 1.1637 | 1.0078 | 0.44606 | 3.1618 | 4.8121 | 2.5824 | 0.54612 | 0 | 0.97331 | 1.1856 | 0 | 0.44606
2018-04-06 | 5 | 8 | Winter: On-Peak |  | 36 | heating | 0.35894 | 1.0942 | 1.0078 | 0.39581 | 3.2767 | 4.4252 | 2.7263 | 0.47572 | 0 | 0.9494 | 1.1856 | 0 | 0.39581
2018-04-06 | 5 | 9 | Winter: On-Peak |  | 36 | heating | 0.35894 | 1.0343 | 1.0078 | 0.37415 | 3.2767 | 4.183 | 2.7263 | 0.44968 | 0 | 0.84085 | 1.1856 | 0 | 0.37415
2018-04-06 | 5 | 10 | Winter: On-Peak |  | 37 | heating | 0.34824 | 0.98112 | 1.0078 | 0.34433 | 3.3551 | 3.9418 | 2.8034 | 0.41209 | 0 | 0.74504 | 1.1856 | 0 | 0.34433
2018-04-06 | 5 | 11 | Winter: On-Peak |  | 41 | heating | 0.30546 | 0.94956 | 1.0078 | 0.29231 | 3.629 | 3.6195 | 3.0928 | 0.343 | 0 | 0.72851 | 1.1856 | 0 | 0.29231
2018-04-06 | 5 | 12 | Winter: On-Peak |  | 43 | heating | 0.28407 | 0.91648 | 1.0078 | 0.26237 | 3.737 | 3.3454 | 3.2279 | 0.30376 | 0 | 0.75911 | 1.1856 | 0 | 0.26237
2018-04-06 | 5 | 13 | Winter: On-Peak |  | 43 | heating | 0.28407 | 0.9004 | 1.0078 | 0.25777 | 3.737 | 3.2867 | 3.2279 | 0.29843 | 0 | 0.79116 | 1.1856 | 0 | 0.25777
2018-04-06 | 5 | 14 | Winter: On-Peak |  | 43 | heating | 0.28407 | 0.86033 | 1.0078 | 0.2463 | 3.737 | 3.1405 | 3.2279 | 0.28514 | 0 | 0.84356 | 1.1856 | 0 | 0.2463
2018-04-06 | 5 | 15 | Winter: On-Peak |  | 45 | heating | 0.26267 | 0.85755 | 1.0078 | 0.22701 | 3.8226 | 2.9608 | 3.3575 | 0.25846 | 0 | 0.96593 | 1.1856 | 0 | 0.22701
2018-04-06 | 5 | 16 | Winter: On-Peak |  | 41 | heating | 0.30546 | 0.88345 | 1.0078 | 0.27196 | 3.629 | 3.3675 | 3.0928 | 0.31912 | 0 | 1.1649 | 1.1856 | 0 | 0.27196
2018-04-06 | 5 | 17 | Winter: On-Peak |  | 39 | heating | 0.32685 | 0.94026 | 1.0078 | 0.30972 | 3.4954 | 3.6938 | 2.9502 | 0.36696 | 0 | 1.3522 | 1.1856 | 0 | 0.30972
2018-04-06 | 5 | 18 | Winter: On-Peak |  | 36 | heating | 0.35894 | 0.98182 | 1.0078 | 0.35516 | 3.2767 | 3.9708 | 2.7263 | 0.42686 | 0 | 1.5599 | 1.1856 | 0 | 0.35516
2018-04-06 | 5 | 19 | Winter: On-Peak |  | 34 | heating | 0.38033 | 0.98419 | 1.0078 | 0.37724 | 3.1618 | 4.0696 | 2.5824 | 0.46186 | 0 | 1.6764 | 1.1856 | 0 | 0.37724
2018-04-06 | 5 | 20 | Winter: On-Peak |  | 32 | heating | 0.40172 | 0.97072 | 1.0078 | 0.393 | 3.1004 | 4.1573 | 2.4523 | 0.49686 | 0 | 1.5244 | 1.1856 | 0 | 0.393
2018-04-06 | 5 | 21 | Winter: On-Peak |  | 28 | heating | 0.4445 | 0.95751 | 1.0078 | 0.42894 | 3.0942 | 4.5284 | 2.2833 | 0.58127 | 0 | 1.4449 | 1.1856 | 0 | 0.42894
2018-04-06 | 5 | 22 | Winter: On-Peak |  | 28 | heating | 0.4445 | 0.94265 | 1.0078 | 0.42228 | 3.0942 | 4.4582 | 2.2833 | 0.57225 | 0 | 1.2427 | 1.1856 | 0 | 0.42228
2018-04-06 | 5 | 23 | Winter: Off-Peak |  | 27 | heating | 0.4552 | 0.94451 | 1.0078 | 0.43329 | 3.1144 | 4.6043 | 2.2875 | 0.58991 | 0 | 1.0298 | 1.1856 | 0 | 0.43329
2018-04-07 | 6 | 0 | Winter: Off-Peak |  | 27 | heating | 0.4552 | 0.97482 | 0.98855 | 0.43865 | 3.1144 | 4.6612 | 2.2875 | 0.59721 | 0 | 0.90669 | 1.0113 | 0 | 0.43865
2018-04-07 | 6 | 1 | Winter: Off-Peak |  | 27 | heating | 0.4552 | 1.0122 | 0.98855 | 0.4555 | 3.1144 | 4.8402 | 2.2875 | 0.62014 | 0 | 0.81803 | 1.0113 | 0 | 0.4555
2018-04-07 | 6 | 2 | Winter: Off-Peak |  | 27 | heating | 0.4552 | 1.051 | 0.98855 | 0.47292 | 3.1144 | 5.0254 | 2.2875 | 0.64386 | 0 | 0.74508 | 1.0113 | 0 | 0.47292
2018-04-07 | 6 | 3 | Winter: Off-Peak |  | 25 | heating | 0.47659 | 1.0924 | 0.98855 | 0.51467 | 3.0939 | 5.4331 | 2.1844 | 0.72897 | 0 | 0.69159 | 1.0113 | 0 | 0.51467
2018-04-07 | 6 | 4 | Winter: Off-Peak |  | 25 | heating | 0.47659 | 1.1348 | 0.98855 | 0.53466 | 3.0939 | 5.6441 | 2.1844 | 0.75728 | 0 | 0.64739 | 1.0113 | 0 | 0.53466
2018-04-07 | 6 | 5 | Winter: Off-Peak |  | 23 | heating | 0.49798 | 1.1636 | 0.98855 | 0.57279 | 3.0593 | 5.979 | 2.0731 | 0.84526 | 0 | 0.7214 | 1.0113 | 0 | 0.57279
2018-04-07 | 6 | 6 | Winter: Off-Peak |  | 25 | heating | 0.47659 | 1.2084 | 0.98855 | 0.56931 | 3.0939 | 6.0099 | 2.1844 | 0.80637 | 0 | 0.87787 | 1.0113 | 0 | 0.56931
2018-04-07 | 6 | 7 | Winter: Off-Peak |  | 27 | heating | 0.4552 | 1.1637 | 0.98855 | 0.52367 | 3.1144 | 5.5646 | 2.2875 | 0.71295 | 0 | 0.97331 | 1.0113 | 0 | 0.52367
2018-04-07 | 6 | 8 | Winter: Off-Peak |  | 32 | heating | 0.40172 | 1.0942 | 0.98855 | 0.43453 | 3.1004 | 4.5966 | 2.4523 | 0.54936 | 0 | 0.9494 | 1.0113 | 0 | 0.43453
2018-04-07 | 6 | 9 | Winter: Off-Peak |  | 37 | heating | 0.34824 | 1.0343 | 0.98855 | 0.35606 | 3.3551 | 4.076 | 2.8034 | 0.42613 | 0 | 0.84085 | 1.0113 | 0 | 0.35606
2018-04-07 | 6 | 10 | Winter: Off-Peak |  | 37 | heating | 0.34824 | 0.98112 | 0.98855 | 0.33775 | 3.3551 | 3.8665 | 2.8034 | 0.40422 | 0 | 0.74504 | 1.0113 | 0 | 0.33775
2018-04-07 | 6 | 11 | Winter: Off-Peak |  | 41 | heating | 0.30546 | 0.94956 | 0.98855 | 0.28673 | 3.629 | 3.5503 | 3.0928 | 0.33644 | 0 | 0.72851 | 1.0113 | 0 | 0.28673
2018-04-07 | 6 | 12 | Winter: Off-Peak |  | 43 | heating | 0.28407 | 0.91648 | 0.98855 | 0.25736 | 3.737 | 3.2815 | 3.2279 | 0.29795 | 0 | 0.75911 | 1.0113 | 0 | 0.25736
2018-04-07 | 6 | 13 | Winter: Off-Peak |  | 45 | heating | 0.26267 | 0.9004 | 0.98855 | 0.2338 | 3.8226 | 3.0494 | 3.3575 | 0.26619 | 0 | 0.79116 | 1.0113 | 0 | 0.2338
2018-04-07 | 6 | 14 | Winter: Off-Peak |  | 46 | heating | 0.25198 | 0.86033 | 0.98855 | 0.2143 | 3.8708 | 2.8303 | 3.4229 | 0.24235 | 0 | 0.84356 | 1.0113 | 0 | 0.2143
2018-04-07 | 6 | 15 | Winter: Off-Peak |  | 46 | heating | 0.25198 | 0.85755 | 0.98855 | 0.21361 | 3.8708 | 2.8212 | 3.4229 | 0.24156 | 0 | 0.96593 | 1.0113 | 0 | 0.21361
2018-04-07 | 6 | 16 | Winter: Off-Peak |  | 46 | heating | 0.25198 | 0.88345 | 0.98855 | 0.22006 | 3.8708 | 2.9064 | 3.4229 | 0.24886 | 0 | 1.1649 | 1.0113 | 0 | 0.22006
2018-04-07 | 6 | 17 | Winter: Off-Peak |  | 46 | heating | 0.25198 | 0.94026 | 0.98855 | 0.23421 | 3.8708 | 3.0933 | 3.4229 | 0.26486 | 0 | 1.3522 | 1.0113 | 0 | 0.23421
2018-04-07 | 6 | 18 | Winter: Off-Peak |  | 45 | heating | 0.26267 | 0.98182 | 0.98855 | 0.25495 | 3.8226 | 3.3251 | 3.3575 | 0.29026 | 0 | 1.5599 | 1.0113 | 0 | 0.25495
2018-04-07 | 6 | 19 | Winter: Off-Peak |  | 41 | heating | 0.30546 | 0.98419 | 0.98855 | 0.29718 | 3.629 | 3.6798 | 3.0928 | 0.34871 | 0 | 1.6764 | 1.0113 | 0 | 0.29718
2018-04-07 | 6 | 20 | Winter: Off-Peak |  | 37 | heating | 0.34824 | 0.97072 | 0.98855 | 0.33417 | 3.3551 | 3.8255 | 2.8034 | 0.39993 | 0 | 1.5244 | 1.0113 | 0 | 0.33417
2018-04-07 | 6 | 21 | Winter: Off-Peak |  | 32 | heating | 0.40172 | 0.95751 | 0.98855 | 0.38025 | 3.1004 | 4.0224 | 2.4523 | 0.48074 | 0 | 1.4449 | 1.0113 | 0 | 0.38025
2018-04-07 | 6 | 22 | Winter: Off-Peak |  | 32 | heating | 0.40172 | 0.94265 | 0.98855 | 0.37435 | 3.1004 | 3.96 | 2.4523 | 0.47328 | 0 | 1.2427 | 1.0113 | 0 | 0.37435
2018-04-07 | 6 | 23 | Winter: Off-Peak |  | 30 | heating | 0.42311 | 0.94451 | 0.98855 | 0.39505 | 3.0748 | 4.1445 | 2.334 | 0.52044 | 0 | 1.0298 | 1.0113 | 0 | 0.39505
2018-04-08 | 7 | 0 | Winter: Off-Peak |  | 28 | heating | 0.4445 | 0.97482 | 0.93761 | 0.40627 | 3.0942 | 4.2892 | 2.2833 | 0.55056 | 0 | 0.90669 | 1.0096 | 0 | 0.40627
2018-04-08 | 7 | 1 | Winter: Off-Peak |  | 28 | heating | 0.4445 | 1.0122 | 0.93761 | 0.42187 | 3.0942 | 4.4538 | 2.2833 | 0.57169 | 0 | 0.81803 | 1.0096 | 0 | 0.42187
2018-04-08 | 7 | 2 | Winter: Off-Peak |  | 28 | heating | 0.4445 | 1.051 | 0.93761 | 0.43801 | 3.0942 | 4.6242 | 2.2833 | 0.59357 | 0 | 0.74508 | 1.0096 | 0 | 0.43801
2018-04-08 | 7 | 3 | Winter: Off-Peak |  | 27 | heating | 0.4552 | 1.0924 | 0.93761 | 0.46624 | 3.1144 | 4.9543 | 2.2875 | 0.63476 | 0 | 0.69159 | 1.0096 | 0 | 0.46624
2018-04-08 | 7 | 4 | Winter: Off-Peak |  | 27 | heating | 0.4552 | 1.1348 | 0.93761 | 0.48434 | 3.1144 | 5.1467 | 2.2875 | 0.65941 | 0 | 0.64739 | 1.0096 | 0 | 0.48434
2018-04-08 | 7 | 5 | Winter: Off-Peak |  | 27 | heating | 0.4552 | 1.1636 | 0.93761 | 0.4966 | 3.1144 | 5.277 | 2.2875 | 0.6761 | 0 | 0.7214 | 1.0096 | 0 | 0.4966
2018-04-08 | 7 | 6 | Winter: Off-Peak |  | 27 | heating | 0.4552 | 1.2084 | 0.93761 | 0.51574 | 3.1144 | 5.4803 | 2.2875 | 0.70216 | 0 | 0.87787 | 1.0096 | 0 | 0.51574
2018-04-08 | 7 | 7 | Winter: Off-Peak |  | 30 | heating | 0.42311 | 1.1637 | 0.93761 | 0.46167 | 3.0748 | 4.8434 | 2.334 | 0.6082 | 0 | 0.97331 | 1.0096 | 0 | 0.46167
2018-04-08 | 7 | 8 | Winter: Off-Peak |  | 37 | heating | 0.34824 | 1.0942 | 0.93761 | 0.35727 | 3.3551 | 4.0899 | 2.8034 | 0.42757 | 0 | 0.9494 | 1.0096 | 0 | 0.35727
2018-04-08 | 7 | 9 | Winter: Off-Peak |  | 43 | heating | 0.28407 | 1.0343 | 0.93761 | 0.27548 | 3.737 | 3.5125 | 3.2279 | 0.31893 | 0 | 0.84085 | 1.0096 | 0 | 0.27548
2018-04-08 | 7 | 10 | Winter: Off-Peak |  | 45 | heating | 0.26267 | 0.98112 | 0.93761 | 0.24164 | 3.8226 | 3.1515 | 3.3575 | 0.27511 | 0 | 0.74504 | 1.0096 | 0 | 0.24164
2018-04-08 | 7 | 11 | Winter: Off-Peak |  | 46 | heating | 0.25198 | 0.94956 | 0.93761 | 0.22434 | 3.8708 | 2.9629 | 3.4229 | 0.2537 | 0 | 0.72851 | 1.0096 | 0 | 0.22434
2018-04-08 | 7 | 12 | Winter: Off-Peak |  | 48 | heating | 0.23059 | 0.91648 | 0.93761 | 0.19814 | 3.9631 | 2.6793 | 3.5525 | 0.22104 | 0 | 0.75911 | 1.0096 | 0 | 0.19814
2018-04-08 | 7 | 13 | Winter: Off-Peak |  | 48 | heating | 0.23059 | 0.9004 | 0.93761 | 0.19467 | 3.9631 | 2.6323 | 3.5525 | 0.21717 | 0 | 0.79116 | 1.0096 | 0 | 0.19467
2018-04-08 | 7 | 14 | Winter: Off-Peak |  | 50 | heating | 0.20919 | 0.86033 | 0.93761 | 0.16875 | 4.0352 | 2.3233 | 3.6783 | 0.18512 | 0 | 0.84356 | 1.0096 | 0 | 0.16875
2018-04-08 | 7 | 15 | Winter: Off-Peak |  | 50 | heating | 0.20919 | 0.85755 | 0.93761 | 0.1682 | 4.0352 | 2.3158 | 3.6783 | 0.18452 | 0 | 0.96593 | 1.0096 | 0 | 0.1682
2018-04-08 | 7 | 16 | Winter: Off-Peak |  | 50 | heating | 0.20919 | 0.88345 | 0.93761 | 0.17328 | 4.0352 | 2.3857 | 3.6783 | 0.19009 | 0 | 1.1649 | 1.0096 | 0 | 0.17328
2018-04-08 | 7 | 17 | Winter: Off-Peak |  | 50 | heating | 0.20919 | 0.94026 | 0.93761 | 0.18442 | 4.0352 | 2.5391 | 3.6783 | 0.20232 | 0 | 1.3522 | 1.0096 | 0 | 0.18442
2018-04-08 | 7 | 18 | Winter: Off-Peak |  | 48 | heating | 0.23059 | 0.98182 | 0.93761 | 0.21227 | 3.9631 | 2.8703 | 3.5525 | 0.2368 | 0 | 1.5599 | 1.0096 | 0 | 0.21227
2018-04-08 | 7 | 19 | Winter: Off-Peak |  | 39 | heating | 0.32685 | 0.98419 | 0.93761 | 0.30161 | 3.4954 | 3.5971 | 2.9502 | 0.35735 | 0 | 1.6764 | 1.0096 | 0 | 0.30161
2018-04-08 | 7 | 20 | Winter: Off-Peak |  | 37 | heating | 0.34824 | 0.97072 | 0.93761 | 0.31695 | 3.3551 | 3.6283 | 2.8034 | 0.37932 | 0 | 1.5244 | 1.0096 | 0 | 0.31695
2018-04-08 | 7 | 21 | Winter: Off-Peak |  | 36 | heating | 0.35894 | 0.95751 | 0.93761 | 0.32224 | 3.2767 | 3.6027 | 2.7263 | 0.3873 | 0 | 1.4449 | 1.0096 | 0 | 0.32224
2018-04-08 | 7 | 22 | Winter: Off-Peak |  | 34 | heating | 0.38033 | 0.94265 | 0.93761 | 0.33615 | 3.1618 | 3.6264 | 2.5824 | 0.41156 | 0 | 1.2427 | 1.0096 | 0 | 0.33615
2018-04-08 | 7 | 23 | Winter: Off-Peak |  | 32 | heating | 0.40172 | 0.94451 | 0.93761 | 0.35575 | 3.1004 | 3.7633 | 2.4523 | 0.44977 | 0 | 1.0298 | 1.0096 | 0 | 0.35575
2018-04-09 | 1 | 0 | Winter: Off-Peak |  | 32 | heating | 0.40172 | 0.97482 | 1.0177 | 0.39854 | 3.1004 | 4.216 | 2.4523 | 0.50387 | 0 | 0.90669 | 0.9441 | 0 | 0.39854
2018-04-09 | 1 | 1 | Winter: Off-Peak |  | 30 | heating | 0.42311 | 1.0122 | 1.0177 | 0.43588 | 3.0748 | 4.5729 | 2.334 | 0.57423 | 0 | 0.81803 | 0.9441 | 0 | 0.43588
2018-04-09 | 1 | 2 | Winter: Off-Peak |  | 28 | heating | 0.4445 | 1.051 | 1.0177 | 0.47544 | 3.0942 | 5.0194 | 2.2833 | 0.64429 | 0 | 0.74508 | 0.9441 | 0 | 0.47544
2018-04-09 | 1 | 3 | Winter: Off-Peak |  | 28 | heating | 0.4445 | 1.0924 | 1.0177 | 0.49418 | 3.0942 | 5.2173 | 2.2833 | 0.66969 | 0 | 0.69159 | 0.9441 | 0 | 0.49418
2018-04-09 | 1 | 4 | Winter: Off-Peak |  | 27 | heating | 0.4552 | 1.1348 | 1.0177 | 0.52573 | 3.1144 | 5.5865 | 2.2875 | 0.71576 | 0 | 0.64739 | 0.9441 | 0 | 0.52573
2018-04-09 | 1 | 5 | Winter: Off-Peak |  | 28 | heating | 0.4445 | 1.1636 | 1.0177 | 0.52637 | 3.0942 | 5.5571 | 2.2833 | 0.71331 | 0 | 0.7214 | 0.9441 | 0 | 0.52637
2018-04-09 | 1 | 6 | Winter: Off-Peak |  | 28 | heating | 0.4445 | 1.2084 | 1.0177 | 0.54666 | 3.0942 | 5.7712 | 2.2833 | 0.74079 | 0 | 0.87787 | 0.9441 | 0 | 0.54666
2018-04-09 | 1 | 7 | Winter: On-Peak |  | 34 | heating | 0.38033 | 1.1637 | 1.0177 | 0.45045 | 3.1618 | 4.8594 | 2.5824 | 0.5515 | 0 | 0.97331 | 0.9441 | 0 | 0.45045
2018-04-09 | 1 | 8 | Winter: On-Peak |  | 39 | heating | 0.32685 | 1.0942 | 1.0177 | 0.36398 | 3.4954 | 4.3409 | 2.9502 | 0.43124 | 0 | 0.9494 | 0.9441 | 0 | 0.36398
2018-04-09 | 1 | 9 | Winter: On-Peak |  | 46 | heating | 0.25198 | 1.0343 | 1.0177 | 0.26524 | 3.8708 | 3.5031 | 3.4229 | 0.29995 | 0 | 0.84085 | 0.9441 | 0 | 0.26524
2018-04-09 | 1 | 10 | Winter: On-Peak |  | 48 | heating | 0.23059 | 0.98112 | 1.0177 | 0.23024 | 3.9631 | 3.1134 | 3.5525 | 0.25685 | 0 | 0.74504 | 0.9441 | 0 | 0.23024
2018-04-09 | 1 | 11 | Winter: On-Peak |  | 54 | heating | 0.16641 | 0.94956 | 1.0177 | 0.16082 | 4.156 | 2.2804 | 3.9259 | 0.17024 | 0 | 0.72851 | 0.9441 | 0 | 0.16082
2018-04-09 | 1 | 12 | Winter: On-Peak |  | 54 | heating | 0.16641 | 0.91648 | 1.0177 | 0.15522 | 4.156 | 2.201 | 3.9259 | 0.16431 | 0 | 0.75911 | 0.9441 | 0 | 0.15522
2018-04-09 | 1 | 13 | Winter: On-Peak |  | 55 | heating | 0.15571 | 0.9004 | 1.0177 | 0.14269 | 4.1851 | 2.0376 | 3.9877 | 0.14976 | 0 | 0.79116 | 0.9441 | 0 | 0.14269
2018-04-09 | 1 | 14 | Winter: On-Peak |  | 55 | heating | 0.15571 | 0.86033 | 1.0177 | 0.13634 | 4.1851 | 1.9469 | 3.9877 | 0.14309 | 0 | 0.84356 | 0.9441 | 0 | 0.13634
2018-04-09 | 1 | 15 | Winter: On-Peak |  | 57 | heating | 0.13432 | 0.85755 | 1.0177 | 0.11723 | 4.2531 | 1.7012 | 4.112 | 0.12125 | 0 | 0.96593 | 0.9441 | 0 | 0.11723
2018-04-09 | 1 | 16 | Winter: On-Peak |  | 55 | heating | 0.15571 | 0.88345 | 1.0177 | 0.14 | 4.1851 | 1.9992 | 3.9877 | 0.14694 | 0 | 1.1649 | 0.9441 | 0 | 0.14
2018-04-09 | 1 | 17 | Winter: On-Peak |  | 55 | heating | 0.15571 | 0.94026 | 1.0177 | 0.14901 | 4.1851 | 2.1278 | 3.9877 | 0.15639 | 0 | 1.3522 | 0.9441 | 0 | 0.14901
2018-04-09 | 1 | 18 | Winter: On-Peak |  | 54 | heating | 0.16641 | 0.98182 | 1.0177 | 0.16628 | 4.156 | 2.3579 | 3.9259 | 0.17603 | 0 | 1.5599 | 0.9441 | 0 | 0.16628
2018-04-09 | 1 | 19 | Winter: On-Peak |  | 48 | heating | 0.23059 | 0.98419 | 1.0177 | 0.23096 | 3.9631 | 3.1231 | 3.5525 | 0.25766 | 0 | 1.6764 | 0.9441 | 0 | 0.23096
2018-04-09 | 1 | 20 | Winter: On-Peak |  | 45 | heating | 0.26267 | 0.97072 | 1.0177 | 0.2595 | 3.8226 | 3.3846 | 3.3575 | 0.29545 | 0 | 1.5244 | 0.9441 | 0 | 0.2595
2018-04-09 | 1 | 21 | Winter: On-Peak |  | 43 | heating | 0.28407 | 0.95751 | 1.0177 | 0.27682 | 3.737 | 3.5296 | 3.2279 | 0.32048 | 0 | 1.4449 | 0.9441 | 0 | 0.27682
2018-04-09 | 1 | 22 | Winter: On-Peak |  | 41 | heating | 0.30546 | 0.94265 | 1.0177 | 0.29304 | 3.629 | 3.6285 | 3.0928 | 0.34385 | 0 | 1.2427 | 0.9441 | 0 | 0.29304
2018-04-09 | 1 | 23 | Winter: Off-Peak |  | 41 | heating | 0.30546 | 0.94451 | 1.0177 | 0.29362 | 3.629 | 3.6357 | 3.0928 | 0.34453 | 0 | 1.0298 | 0.9441 | 0 | 0.29362
2018-04-10 | 2 | 0 | Winter: Off-Peak |  | 39 | heating | 0.32685 | 0.97482 | 1.02 | 0.32498 | 3.4954 | 3.8758 | 2.9502 | 0.38504 | 0 | 0.90669 | 0.83669 | 0 | 0.32498
2018-04-10 | 2 | 1 | Winter: Off-Peak |  | 39 | heating | 0.32685 | 1.0122 | 1.02 | 0.33746 | 3.4954 | 4.0246 | 2.9502 | 0.39982 | 0 | 0.81803 | 0.83669 | 0 | 0.33746
2018-04-10 | 2 | 2 | Winter: Off-Peak |  | 37 | heating | 0.34824 | 1.051 | 1.02 | 0.3733 | 3.3551 | 4.2734 | 2.8034 | 0.44676 | 0 | 0.74508 | 0.83669 | 0 | 0.3733
2018-04-10 | 2 | 3 | Winter: Off-Peak |  | 41 | heating | 0.30546 | 1.0924 | 1.02 | 0.34034 | 3.629 | 4.2142 | 3.0928 | 0.39936 | 0 | 0.69159 | 0.83669 | 0 | 0.34034
2018-04-10 | 2 | 4 | Winter: Off-Peak |  | 39 | heating | 0.32685 | 1.1348 | 1.02 | 0.37832 | 3.4954 | 4.512 | 2.9502 | 0.44824 | 0 | 0.64739 | 0.83669 | 0 | 0.37832
2018-04-10 | 2 | 5 | Winter: Off-Peak |  | 39 | heating | 0.32685 | 1.1636 | 1.02 | 0.3879 | 3.4954 | 4.6262 | 2.9502 | 0.45959 | 0 | 0.7214 | 0.83669 | 0 | 0.3879
2018-04-10 | 2 | 6 | Winter: Off-Peak |  | 39 | heating | 0.32685 | 1.2084 | 1.02 | 0.40285 | 3.4954 | 4.8044 | 2.9502 | 0.47729 | 0 | 0.87787 | 0.83669 | 0 | 0.40285
2018-04-10 | 2 | 7 | Winter: On-Peak |  | 43 | heating | 0.28407 | 1.1637 | 1.02 | 0.33718 | 3.737 | 4.2993 | 3.2279 | 0.39036 | 0 | 0.97331 | 0.83669 | 0 | 0.33718
2018-04-10 | 2 | 8 | Winter: On-Peak |  | 50 | heating | 0.20919 | 1.0942 | 1.02 | 0.23347 | 4.0352 | 3.2144 | 3.6783 | 0.25612 | 0 | 0.9494 | 0.83669 | 0 | 0.23347
2018-04-10 | 2 | 9 | Winter: On-Peak |  | 54 | heating | 0.16641 | 1.0343 | 1.02 | 0.17556 | 4.156 | 2.4894 | 3.9259 | 0.18584 | 0 | 0.84085 | 0.83669 | 0 | 0.17556
2018-04-10 | 2 | 10 | Winter: On-Peak |  | 57 | heating | 0.13432 | 0.98112 | 1.02 | 0.13442 | 4.2531 | 1.9506 | 4.112 | 0.13903 | 0 | 0.74504 | 0.83669 | 0 | 0.13442
2018-04-10 | 2 | 11 | Winter: On-Peak |  | 61 | heating | 0.09154 | 0.94956 | 1.02 | 0.088658 | 4.3818 | 1.3255 | 4.3586 | 0.089131 | 0 | 0.72851 | 0.83669 | 0 | 0.088658
2018-04-10 | 2 | 12 | Winter: On-Peak |  | 63 | heating | 0.070148 | 0.91648 | 1.02 | 0.065573 | 4.3818 | 0.98037 | 4.3586 | 0 | 0 | 0.75911 | 0.83669 | 0 | 0.065573
2018-04-10 | 2 | 13 | Winter: On-Peak |  | 64 | heating | 0.059452 | 0.9004 | 1.02 | 0.054599 | 4.3818 | 0.8163 | 4.3586 | 0 | 0 | 0.79116 | 0.83669 | 0 | 0.054599
2018-04-10 | 2 | 14 | Winter: On-Peak |  | 64 | heating | 0.059452 | 0.86033 | 1.02 | 0.052169 | 4.3818 | 0.77997 | 4.3586 | 0 | 0 | 0.84356 | 0.83669 | 0 | 0.052169
2018-04-10 | 2 | 15 | Winter: On-Peak |  | 63 | heating | 0.070148 | 0.85755 | 1.02 | 0.061356 | 4.3818 | 0.91732 | 4.3586 | 0 | 0 | 0.96593 | 0.83669 | 0 | 0.061356
2018-04-10 | 2 | 16 | Winter: On-Peak |  | 59 | heating | 0.11293 | 0.88345 | 1.02 | 0.10176 | 4.3182 | 1.4993 | 4.2356 | 0.10375 | 0 | 1.1649 | 0.83669 | 0 | 0.10176
2018-04-10 | 2 | 17 | Winter: On-Peak |  | 55 | heating | 0.15571 | 0.94026 | 1.02 | 0.14934 | 4.1851 | 2.1324 | 3.9877 | 0.15673 | 0 | 1.3522 | 0.83669 | 0 | 0.14934
2018-04-10 | 2 | 18 | Winter: On-Peak |  | 54 | heating | 0.16641 | 0.98182 | 1.02 | 0.16665 | 4.156 | 2.3631 | 3.9259 | 0.17641 | 0 | 1.5599 | 0.83669 | 0 | 0.16665
2018-04-10 | 2 | 19 | Winter: On-Peak |  | 50 | heating | 0.20919 | 0.98419 | 1.02 | 0.21 | 4.0352 | 2.8912 | 3.6783 | 0.23037 | 0 | 1.6764 | 0.83669 | 0 | 0.21
2018-04-10 | 2 | 20 | Winter: On-Peak |  | 52 | heating | 0.1878 | 0.97072 | 1.02 | 0.18594 | 4.0951 | 2.5981 | 3.8021 | 0.20027 | 0 | 1.5244 | 0.83669 | 0 | 0.18594
2018-04-10 | 2 | 21 | Winter: On-Peak |  | 50 | heating | 0.20919 | 0.95751 | 1.02 | 0.20431 | 4.0352 | 2.8129 | 3.6783 | 0.22413 | 0 | 1.4449 | 0.83669 | 0 | 0.20431
2018-04-10 | 2 | 22 | Winter: On-Peak |  | 48 | heating | 0.23059 | 0.94265 | 1.02 | 0.2217 | 3.9631 | 2.9979 | 3.5525 | 0.24733 | 0 | 1.2427 | 0.83669 | 0 | 0.2217
2018-04-10 | 2 | 23 | Winter: Off-Peak |  | 46 | heating | 0.25198 | 0.94451 | 1.02 | 0.24275 | 3.8708 | 3.206 | 3.4229 | 0.27452 | 0 | 1.0298 | 0.83669 | 0 | 0.24275
2018-04-11 | 3 | 0 | Winter: Off-Peak |  | 46 | Neither | 0 | 0.97482 | 1.0263 | 0 | 3.8708 | 0 | 3.4229 | 0 | 0 | 0.90669 | 0.94211 | 0 | 0
2018-04-11 | 3 | 1 | Winter: Off-Peak |  | 46 | Neither | 0 | 1.0122 | 1.0263 | 0 | 3.8708 | 0 | 3.4229 | 0 | 0 | 0.81803 | 0.94211 | 0 | 0
2018-04-11 | 3 | 2 | Winter: Off-Peak |  | 45 | Neither | 0 | 1.051 | 1.0263 | 0 | 3.8226 | 0 | 3.3575 | 0 | 0 | 0.74508 | 0.94211 | 0 | 0
2018-04-11 | 3 | 3 | Winter: Off-Peak |  | 46 | Neither | 0 | 1.0924 | 1.0263 | 0 | 3.8708 | 0 | 3.4229 | 0 | 0 | 0.69159 | 0.94211 | 0 | 0
2018-04-11 | 3 | 4 | Winter: Off-Peak |  | 45 | Neither | 0 | 1.1348 | 1.0263 | 0 | 3.8226 | 0 | 3.3575 | 0 | 0 | 0.64739 | 0.94211 | 0 | 0
2018-04-11 | 3 | 5 | Winter: Off-Peak |  | 45 | Neither | 0 | 1.1636 | 1.0263 | 0 | 3.8226 | 0 | 3.3575 | 0 | 0 | 0.7214 | 0.94211 | 0 | 0
2018-04-11 | 3 | 6 | Winter: Off-Peak |  | 48 | Neither | 0 | 1.2084 | 1.0263 | 0 | 3.9631 | 0 | 3.5525 | 0 | 0 | 0.87787 | 0.94211 | 0 | 0
2018-04-11 | 3 | 7 | Winter: On-Peak |  | 46 | Neither | 0 | 1.1637 | 1.0263 | 0 | 3.8708 | 0 | 3.4229 | 0 | 0 | 0.97331 | 0.94211 | 0 | 0
2018-04-11 | 3 | 8 | Winter: On-Peak |  | 46 | Neither | 0 | 1.0942 | 1.0263 | 0 | 3.8708 | 0 | 3.4229 | 0 | 0 | 0.9494 | 0.94211 | 0 | 0
2018-04-11 | 3 | 9 | Winter: On-Peak |  | 46 | Neither | 0 | 1.0343 | 1.0263 | 0 | 3.8708 | 0 | 3.4229 | 0 | 0 | 0.84085 | 0.94211 | 0 | 0
2018-04-11 | 3 | 10 | Winter: On-Peak |  | 52 | Neither | 0 | 0.98112 | 1.0263 | 0 | 4.0951 | 0 | 3.8021 | 0 | 0 | 0.74504 | 0.94211 | 0 | 0
2018-04-11 | 3 | 11 | Winter: On-Peak |  | 57 | Neither | 0 | 0.94956 | 1.0263 | 0 | 4.2531 | 0 | 4.112 | 0 | 0 | 0.72851 | 0.94211 | 0 | 0
2018-04-11 | 3 | 12 | Winter: On-Peak |  | 61 | Neither | 0 | 0.91648 | 1.0263 | 0 | 4.3818 | 0 | 4.3586 | 0 | 0 | 0.75911 | 0.94211 | 0 | 0
2018-04-11 | 3 | 13 | Winter: On-Peak |  | 68 | Neither | 0 | 0.9004 | 1.0263 | 0 | 4.3818 | 0 | 4.3586 | 0 | 0 | 0.79116 | 0.94211 | 0 | 0
2018-04-11 | 3 | 14 | Winter: On-Peak |  | 73 | Neither | 0 | 0.86033 | 1.0263 | 0 | #N/A | 0 | #N/A | 0 | 0 | 0.84356 | 0.94211 | 0 | 0
2018-04-11 | 3 | 15 | Winter: On-Peak |  | 75 | Neither | 0 | 0.85755 | 1.0263 | 0 | #N/A | 0 | #N/A | 0 | 0 | 0.96593 | 0.94211 | 0 | 0
2018-04-11 | 3 | 16 | Winter: On-Peak |  | 79 | Neither | 0 | 0.88345 | 1.0263 | 0 | #N/A | 0 | #N/A | 0 | 0 | 1.1649 | 0.94211 | 0 | 0
2018-04-11 | 3 | 17 | Winter: On-Peak |  | 77 | Neither | 0 | 0.94026 | 1.0263 | 0 | #N/A | 0 | #N/A | 0 | 0 | 1.3522 | 0.94211 | 0 | 0
2018-04-11 | 3 | 18 | Winter: On-Peak |  | 77 | Neither | 0 | 0.98182 | 1.0263 | 0 | #N/A | 0 | #N/A | 0 | 0 | 1.5599 | 0.94211 | 0 | 0
2018-04-11 | 3 | 19 | Winter: On-Peak |  | 66 | Neither | 0 | 0.98419 | 1.0263 | 0 | 4.3818 | 0 | 4.3586 | 0 | 0 | 1.6764 | 0.94211 | 0 | 0
2018-04-11 | 3 | 20 | Winter: On-Peak |  | 64 | Neither | 0 | 0.97072 | 1.0263 | 0 | 4.3818 | 0 | 4.3586 | 0 | 0 | 1.5244 | 0.94211 | 0 | 0
2018-04-11 | 3 | 21 | Winter: On-Peak |  | 64 | Neither | 0 | 0.95751 | 1.0263 | 0 | 4.3818 | 0 | 4.3586 | 0 | 0 | 1.4449 | 0.94211 | 0 | 0
2018-04-11 | 3 | 22 | Winter: On-Peak |  | 63 | Neither | 0 | 0.94265 | 1.0263 | 0 | 4.3818 | 0 | 4.3586 | 0 | 0 | 1.2427 | 0.94211 | 0 | 0
2018-04-11 | 3 | 23 | Winter: Off-Peak |  | 63 | Neither | 0 | 0.94451 | 1.0263 | 0 | 4.3818 | 0 | 4.3586 | 0 | 0 | 1.0298 | 0.94211 | 0 | 0
2018-04-12 | 4 | 0 | Winter: Off-Peak |  | 61 | heating | 0.09154 | 0.97482 | 1.002 | 0.089417 | 4.3818 | 1.3368 | 4.3586 | 0.089894 | 0 | 0.90669 | 1.0706 | 0 | 0.089417
2018-04-12 | 4 | 1 | Winter: Off-Peak |  | 57 | heating | 0.13432 | 1.0122 | 1.002 | 0.13625 | 4.2531 | 1.9771 | 4.112 | 0.14092 | 0 | 0.81803 | 1.0706 | 0 | 0.13625
2018-04-12 | 4 | 2 | Winter: Off-Peak |  | 55 | heating | 0.15571 | 1.051 | 1.002 | 0.16399 | 4.1851 | 2.3417 | 3.9877 | 0.17211 | 0 | 0.74508 | 1.0706 | 0 | 0.16399
2018-04-12 | 4 | 3 | Winter: Off-Peak |  | 54 | heating | 0.16641 | 1.0924 | 1.002 | 0.18216 | 4.156 | 2.5831 | 3.9259 | 0.19283 | 0 | 0.69159 | 1.0706 | 0 | 0.18216
2018-04-12 | 4 | 4 | Winter: Off-Peak |  | 50 | heating | 0.20919 | 1.1348 | 1.002 | 0.23789 | 4.0352 | 3.2752 | 3.6783 | 0.26096 | 0 | 0.64739 | 1.0706 | 0 | 0.23789
2018-04-12 | 4 | 5 | Winter: Off-Peak |  | 48 | heating | 0.23059 | 1.1636 | 1.002 | 0.26885 | 3.9631 | 3.6354 | 3.5525 | 0.29992 | 0 | 0.7214 | 1.0706 | 0 | 0.26885
2018-04-12 | 4 | 6 | Winter: Off-Peak |  | 48 | heating | 0.23059 | 1.2084 | 1.002 | 0.27921 | 3.9631 | 3.7755 | 3.5525 | 0.31148 | 0 | 0.87787 | 1.0706 | 0 | 0.27921
2018-04-12 | 4 | 7 | Winter: On-Peak |  | 46 | heating | 0.25198 | 1.1637 | 1.002 | 0.29384 | 3.8708 | 3.8808 | 3.4229 | 0.33229 | 0 | 0.97331 | 1.0706 | 0 | 0.29384
2018-04-12 | 4 | 8 | Winter: On-Peak |  | 45 | heating | 0.26267 | 1.0942 | 1.002 | 0.288 | 3.8226 | 3.7563 | 3.3575 | 0.3279 | 0 | 0.9494 | 1.0706 | 0 | 0.288
2018-04-12 | 4 | 9 | Winter: On-Peak |  | 46 | heating | 0.25198 | 1.0343 | 1.002 | 0.26115 | 3.8708 | 3.4491 | 3.4229 | 0.29533 | 0 | 0.84085 | 1.0706 | 0 | 0.26115
2018-04-12 | 4 | 10 | Winter: On-Peak |  | 48 | heating | 0.23059 | 0.98112 | 1.002 | 0.2267 | 3.9631 | 3.0654 | 3.5525 | 0.2529 | 0 | 0.74504 | 1.0706 | 0 | 0.2267
2018-04-12 | 4 | 11 | Winter: On-Peak |  | 52 | heating | 0.1878 | 0.94956 | 1.002 | 0.17869 | 4.0951 | 2.4968 | 3.8021 | 0.19247 | 0 | 0.72851 | 1.0706 | 0 | 0.17869
2018-04-12 | 4 | 12 | Winter: On-Peak |  | 52 | heating | 0.1878 | 0.91648 | 1.002 | 0.17247 | 4.0951 | 2.4098 | 3.8021 | 0.18576 | 0 | 0.75911 | 1.0706 | 0 | 0.17247
2018-04-12 | 4 | 13 | Winter: On-Peak |  | 54 | heating | 0.16641 | 0.9004 | 1.002 | 0.15014 | 4.156 | 2.1291 | 3.9259 | 0.15894 | 0 | 0.79116 | 1.0706 | 0 | 0.15014
2018-04-12 | 4 | 14 | Winter: On-Peak |  | 55 | heating | 0.15571 | 0.86033 | 1.002 | 0.13424 | 4.1851 | 1.9169 | 3.9877 | 0.14089 | 0 | 0.84356 | 1.0706 | 0 | 0.13424
2018-04-12 | 4 | 15 | Winter: On-Peak |  | 55 | heating | 0.15571 | 0.85755 | 1.002 | 0.13381 | 4.1851 | 1.9107 | 3.9877 | 0.14043 | 0 | 0.96593 | 1.0706 | 0 | 0.13381
2018-04-12 | 4 | 16 | Winter: On-Peak |  | 57 | heating | 0.13432 | 0.88345 | 1.002 | 0.11891 | 4.2531 | 1.7256 | 4.112 | 0.12299 | 0 | 1.1649 | 1.0706 | 0 | 0.11891
2018-04-12 | 4 | 17 | Winter: On-Peak |  | 57 | heating | 0.13432 | 0.94026 | 1.002 | 0.12656 | 4.2531 | 1.8365 | 4.112 | 0.1309 | 0 | 1.3522 | 1.0706 | 0 | 0.12656
2018-04-12 | 4 | 18 | Winter: On-Peak |  | 55 | heating | 0.15571 | 0.98182 | 1.002 | 0.1532 | 4.1851 | 2.1876 | 3.9877 | 0.16078 | 0 | 1.5599 | 1.0706 | 0 | 0.1532
2018-04-12 | 4 | 19 | Winter: On-Peak |  | 52 | heating | 0.1878 | 0.98419 | 1.002 | 0.18521 | 4.0951 | 2.5879 | 3.8021 | 0.19949 | 0 | 1.6764 | 1.0706 | 0 | 0.18521
2018-04-12 | 4 | 20 | Winter: On-Peak |  | 50 | heating | 0.20919 | 0.97072 | 1.002 | 0.20348 | 4.0352 | 2.8016 | 3.6783 | 0.22322 | 0 | 1.5244 | 1.0706 | 0 | 0.20348
2018-04-12 | 4 | 21 | Winter: On-Peak |  | 48 | heating | 0.23059 | 0.95751 | 1.002 | 0.22124 | 3.9631 | 2.9916 | 3.5525 | 0.24681 | 0 | 1.4449 | 1.0706 | 0 | 0.22124
2018-04-12 | 4 | 22 | Winter: On-Peak |  | 46 | heating | 0.25198 | 0.94265 | 1.002 | 0.23801 | 3.8708 | 3.1435 | 3.4229 | 0.26916 | 0 | 1.2427 | 1.0706 | 0 | 0.23801
2018-04-12 | 4 | 23 | Winter: Off-Peak |  | 46 | heating | 0.25198 | 0.94451 | 1.002 | 0.23848 | 3.8708 | 3.1497 | 3.4229 | 0.26969 | 0 | 1.0298 | 1.0706 | 0 | 0.23848
2018-04-13 | 5 | 0 | Winter: Off-Peak |  | 52 | heating | 0.1878 | 0.97482 | 1.0078 | 0.1845 | 4.0951 | 2.5779 | 3.8021 | 0.19872 | 0 | 0.90669 | 1.1856 | 0 | 0.1845
2018-04-13 | 5 | 1 | Winter: Off-Peak |  | 52 | heating | 0.1878 | 1.0122 | 1.0078 | 0.19159 | 4.0951 | 2.6769 | 3.8021 | 0.20635 | 0 | 0.81803 | 1.1856 | 0 | 0.19159
2018-04-13 | 5 | 2 | Winter: Off-Peak |  | 50 | heating | 0.20919 | 1.051 | 1.0078 | 0.22157 | 4.0352 | 3.0506 | 3.6783 | 0.24307 | 0 | 0.74508 | 1.1856 | 0 | 0.22157
2018-04-13 | 5 | 3 | Winter: Off-Peak |  | 46 | heating | 0.25198 | 1.0924 | 1.0078 | 0.27741 | 3.8708 | 3.6638 | 3.4229 | 0.31371 | 0 | 0.69159 | 1.1856 | 0 | 0.27741
2018-04-13 | 5 | 4 | Winter: Off-Peak |  | 45 | heating | 0.26267 | 1.1348 | 1.0078 | 0.30042 | 3.8226 | 3.9182 | 3.3575 | 0.34203 | 0 | 0.64739 | 1.1856 | 0 | 0.30042
2018-04-13 | 5 | 5 | Winter: Off-Peak |  | 45 | heating | 0.26267 | 1.1636 | 1.0078 | 0.30802 | 3.8226 | 4.0174 | 3.3575 | 0.35069 | 0 | 0.7214 | 1.1856 | 0 | 0.30802
2018-04-13 | 5 | 6 | Winter: Off-Peak |  | 45 | heating | 0.26267 | 1.2084 | 1.0078 | 0.31989 | 3.8226 | 4.1722 | 3.3575 | 0.3642 | 0 | 0.87787 | 1.1856 | 0 | 0.31989
2018-04-13 | 5 | 7 | Winter: On-Peak |  | 41 | heating | 0.30546 | 1.1637 | 1.0078 | 0.35825 | 3.629 | 4.4359 | 3.0928 | 0.42036 | 0 | 0.97331 | 1.1856 | 0 | 0.35825
2018-04-13 | 5 | 8 | Winter: On-Peak |  | 43 | heating | 0.28407 | 1.0942 | 1.0078 | 0.31325 | 3.737 | 3.9941 | 3.2279 | 0.36266 | 0 | 0.9494 | 1.1856 | 0 | 0.31325
2018-04-13 | 5 | 9 | Winter: On-Peak |  | 43 | heating | 0.28407 | 1.0343 | 1.0078 | 0.2961 | 3.737 | 3.7755 | 3.2279 | 0.34281 | 0 | 0.84085 | 1.1856 | 0 | 0.2961
2018-04-13 | 5 | 10 | Winter: On-Peak |  | 45 | heating | 0.26267 | 0.98112 | 1.0078 | 0.25973 | 3.8226 | 3.3875 | 3.3575 | 0.2957 | 0 | 0.74504 | 1.1856 | 0 | 0.25973
2018-04-13 | 5 | 11 | Winter: On-Peak |  | 45 | heating | 0.26267 | 0.94956 | 1.0078 | 0.25137 | 3.8226 | 3.2785 | 3.3575 | 0.28619 | 0 | 0.72851 | 1.1856 | 0 | 0.25137
2018-04-13 | 5 | 12 | Winter: On-Peak |  | 45 | heating | 0.26267 | 0.91648 | 1.0078 | 0.24261 | 3.8226 | 3.1643 | 3.3575 | 0.27622 | 0 | 0.75911 | 1.1856 | 0 | 0.24261
2018-04-13 | 5 | 13 | Winter: On-Peak |  | 45 | heating | 0.26267 | 0.9004 | 1.0078 | 0.23836 | 3.8226 | 3.1088 | 3.3575 | 0.27137 | 0 | 0.79116 | 1.1856 | 0 | 0.23836
2018-04-13 | 5 | 14 | Winter: On-Peak |  | 45 | heating | 0.26267 | 0.86033 | 1.0078 | 0.22775 | 3.8226 | 2.9704 | 3.3575 | 0.2593 | 0 | 0.84356 | 1.1856 | 0 | 0.22775
2018-04-13 | 5 | 15 | Winter: On-Peak |  | 45 | heating | 0.26267 | 0.85755 | 1.0078 | 0.22701 | 3.8226 | 2.9608 | 3.3575 | 0.25846 | 0 | 0.96593 | 1.1856 | 0 | 0.22701
2018-04-13 | 5 | 16 | Winter: On-Peak |  | 43 | heating | 0.28407 | 0.88345 | 1.0078 | 0.25292 | 3.737 | 3.2249 | 3.2279 | 0.29281 | 0 | 1.1649 | 1.1856 | 0 | 0.25292
2018-04-13 | 5 | 17 | Winter: On-Peak |  | 43 | heating | 0.28407 | 0.94026 | 1.0078 | 0.26918 | 3.737 | 3.4322 | 3.2279 | 0.31164 | 0 | 1.3522 | 1.1856 | 0 | 0.26918
2018-04-13 | 5 | 18 | Winter: On-Peak |  | 43 | heating | 0.28407 | 0.98182 | 1.0078 | 0.28108 | 3.737 | 3.584 | 3.2279 | 0.32541 | 0 | 1.5599 | 1.1856 | 0 | 0.28108
2018-04-13 | 5 | 19 | Winter: On-Peak |  | 43 | heating | 0.28407 | 0.98419 | 1.0078 | 0.28176 | 3.737 | 3.5926 | 3.2279 | 0.3262 | 0 | 1.6764 | 1.1856 | 0 | 0.28176
2018-04-13 | 5 | 20 | Winter: On-Peak |  | 43 | heating | 0.28407 | 0.97072 | 1.0078 | 0.2779 | 3.737 | 3.5434 | 3.2279 | 0.32173 | 0 | 1.5244 | 1.1856 | 0 | 0.2779
2018-04-13 | 5 | 21 | Winter: On-Peak |  | 41 | heating | 0.30546 | 0.95751 | 1.0078 | 0.29476 | 3.629 | 3.6498 | 3.0928 | 0.34587 | 0 | 1.4449 | 1.1856 | 0 | 0.29476
2018-04-13 | 5 | 22 | Winter: On-Peak |  | 41 | heating | 0.30546 | 0.94265 | 1.0078 | 0.29019 | 3.629 | 3.5932 | 3.0928 | 0.3405 | 0 | 1.2427 | 1.1856 | 0 | 0.29019
2018-04-13 | 5 | 23 | Winter: Off-Peak |  | 41 | heating | 0.30546 | 0.94451 | 1.0078 | 0.29076 | 3.629 | 3.6002 | 3.0928 | 0.34117 | 0 | 1.0298 | 1.1856 | 0 | 0.29076
2018-04-14 | 6 | 0 | Winter: Off-Peak |  | 39 | heating | 0.32685 | 0.97482 | 0.98855 | 0.31497 | 3.4954 | 3.7564 | 2.9502 | 0.37317 | 0 | 0.90669 | 1.0113 | 0 | 0.31497
2018-04-14 | 6 | 1 | Winter: Off-Peak |  | 39 | heating | 0.32685 | 1.0122 | 0.98855 | 0.32706 | 3.4954 | 3.9006 | 2.9502 | 0.3875 | 0 | 0.81803 | 1.0113 | 0 | 0.32706
2018-04-14 | 6 | 2 | Winter: Off-Peak |  | 39 | heating | 0.32685 | 1.051 | 0.98855 | 0.33957 | 3.4954 | 4.0498 | 2.9502 | 0.40233 | 0 | 0.74508 | 1.0113 | 0 | 0.33957
2018-04-14 | 6 | 3 | Winter: Off-Peak |  | 39 | heating | 0.32685 | 1.0924 | 0.98855 | 0.35296 | 3.4954 | 4.2095 | 2.9502 | 0.41819 | 0 | 0.69159 | 1.0113 | 0 | 0.35296
2018-04-14 | 6 | 4 | Winter: Off-Peak |  | 41 | heating | 0.30546 | 1.1348 | 0.98855 | 0.34267 | 3.629 | 4.243 | 3.0928 | 0.40209 | 0 | 0.64739 | 1.0113 | 0 | 0.34267
2018-04-14 | 6 | 5 | Winter: Off-Peak |  | 41 | heating | 0.30546 | 1.1636 | 0.98855 | 0.35135 | 3.629 | 4.3504 | 3.0928 | 0.41227 | 0 | 0.7214 | 1.0113 | 0 | 0.35135
2018-04-14 | 6 | 6 | Winter: Off-Peak |  | 41 | heating | 0.30546 | 1.2084 | 0.98855 | 0.36488 | 3.629 | 4.5181 | 3.0928 | 0.42815 | 0 | 0.87787 | 1.0113 | 0 | 0.36488
2018-04-14 | 6 | 7 | Winter: Off-Peak |  | 43 | heating | 0.28407 | 1.1637 | 0.98855 | 0.32679 | 3.737 | 4.1668 | 3.2279 | 0.37834 | 0 | 0.97331 | 1.0113 | 0 | 0.32679
2018-04-14 | 6 | 8 | Winter: Off-Peak |  | 43 | heating | 0.28407 | 1.0942 | 0.98855 | 0.30726 | 3.737 | 3.9178 | 3.2279 | 0.35573 | 0 | 0.9494 | 1.0113 | 0 | 0.30726
2018-04-14 | 6 | 9 | Winter: Off-Peak |  | 45 | heating | 0.26267 | 1.0343 | 0.98855 | 0.26857 | 3.8226 | 3.5029 | 3.3575 | 0.30577 | 0 | 0.84085 | 1.0113 | 0 | 0.26857
2018-04-14 | 6 | 10 | Winter: Off-Peak |  | 48 | heating | 0.23059 | 0.98112 | 0.98855 | 0.22364 | 3.9631 | 3.0241 | 3.5525 | 0.24949 | 0 | 0.74504 | 1.0113 | 0 | 0.22364
2018-04-14 | 6 | 11 | Winter: Off-Peak |  | 48 | heating | 0.23059 | 0.94956 | 0.98855 | 0.21645 | 3.9631 | 2.9268 | 3.5525 | 0.24146 | 0 | 0.72851 | 1.0113 | 0 | 0.21645
2018-04-14 | 6 | 12 | Winter: Off-Peak |  | 48 | heating | 0.23059 | 0.91648 | 0.98855 | 0.20891 | 3.9631 | 2.8249 | 3.5525 | 0.23305 | 0 | 0.75911 | 1.0113 | 0 | 0.20891
2018-04-14 | 6 | 13 | Winter: Off-Peak |  | 50 | heating | 0.20919 | 0.9004 | 0.98855 | 0.1862 | 4.0352 | 2.5636 | 3.6783 | 0.20427 | 0 | 0.79116 | 1.0113 | 0 | 0.1862
2018-04-14 | 6 | 14 | Winter: Off-Peak |  | 52 | heating | 0.1878 | 0.86033 | 0.98855 | 0.15972 | 4.0951 | 2.2317 | 3.8021 | 0.17203 | 0 | 0.84356 | 1.0113 | 0 | 0.15972
2018-04-14 | 6 | 15 | Winter: Off-Peak |  | 50 | heating | 0.20919 | 0.85755 | 0.98855 | 0.17734 | 4.0352 | 2.4416 | 3.6783 | 0.19454 | 0 | 0.96593 | 1.0113 | 0 | 0.17734
2018-04-14 | 6 | 16 | Winter: Off-Peak |  | 50 | heating | 0.20919 | 0.88345 | 0.98855 | 0.1827 | 4.0352 | 2.5154 | 3.6783 | 0.20042 | 0 | 1.1649 | 1.0113 | 0 | 0.1827
2018-04-14 | 6 | 17 | Winter: Off-Peak |  | 46 | heating | 0.25198 | 0.94026 | 0.98855 | 0.23421 | 3.8708 | 3.0933 | 3.4229 | 0.26486 | 0 | 1.3522 | 1.0113 | 0 | 0.23421
2018-04-14 | 6 | 18 | Winter: Off-Peak |  | 45 | heating | 0.26267 | 0.98182 | 0.98855 | 0.25495 | 3.8226 | 3.3251 | 3.3575 | 0.29026 | 0 | 1.5599 | 1.0113 | 0 | 0.25495
2018-04-14 | 6 | 19 | Winter: Off-Peak |  | 45 | heating | 0.26267 | 0.98419 | 0.98855 | 0.25556 | 3.8226 | 3.3331 | 3.3575 | 0.29096 | 0 | 1.6764 | 1.0113 | 0 | 0.25556
2018-04-14 | 6 | 20 | Winter: Off-Peak |  | 43 | heating | 0.28407 | 0.97072 | 0.98855 | 0.27259 | 3.737 | 3.4757 | 3.2279 | 0.31558 | 0 | 1.5244 | 1.0113 | 0 | 0.27259
2018-04-14 | 6 | 21 | Winter: Off-Peak |  | 41 | heating | 0.30546 | 0.95751 | 0.98855 | 0.28913 | 3.629 | 3.5801 | 3.0928 | 0.33926 | 0 | 1.4449 | 1.0113 | 0 | 0.28913
2018-04-14 | 6 | 22 | Winter: Off-Peak |  | 39 | heating | 0.32685 | 0.94265 | 0.98855 | 0.30458 | 3.4954 | 3.6324 | 2.9502 | 0.36086 | 0 | 1.2427 | 1.0113 | 0 | 0.30458
2018-04-14 | 6 | 23 | Winter: Off-Peak |  | 37 | heating | 0.34824 | 0.94451 | 0.98855 | 0.32515 | 3.3551 | 3.7222 | 2.8034 | 0.38913 | 0 | 1.0298 | 1.0113 | 0 | 0.32515
2018-04-15 | 7 | 0 | Winter: Off-Peak |  | 34 | heating | 0.38033 | 0.97482 | 0.93761 | 0.34762 | 3.1618 | 3.7501 | 2.5824 | 0.4256 | 0 | 0.90669 | 1.0096 | 0 | 0.34762
2018-04-15 | 7 | 1 | Winter: Off-Peak |  | 32 | heating | 0.40172 | 1.0122 | 0.93761 | 0.38127 | 3.1004 | 4.0332 | 2.4523 | 0.48203 | 0 | 0.81803 | 1.0096 | 0 | 0.38127
2018-04-15 | 7 | 2 | Winter: Off-Peak |  | 30 | heating | 0.42311 | 1.051 | 0.93761 | 0.41693 | 3.0748 | 4.3741 | 2.334 | 0.54926 | 0 | 0.74508 | 1.0096 | 0 | 0.41693
2018-04-15 | 7 | 3 | Winter: Off-Peak |  | 28 | heating | 0.4445 | 1.0924 | 0.93761 | 0.45528 | 3.0942 | 4.8065 | 2.2833 | 0.61697 | 0 | 0.69159 | 1.0096 | 0 | 0.45528
2018-04-15 | 7 | 4 | Winter: Off-Peak |  | 28 | heating | 0.4445 | 1.1348 | 0.93761 | 0.47296 | 3.0942 | 4.9932 | 2.2833 | 0.64093 | 0 | 0.64739 | 1.0096 | 0 | 0.47296
2018-04-15 | 7 | 5 | Winter: Off-Peak |  | 27 | heating | 0.4552 | 1.1636 | 0.93761 | 0.4966 | 3.1144 | 5.277 | 2.2875 | 0.6761 | 0 | 0.7214 | 1.0096 | 0 | 0.4966
2018-04-15 | 7 | 6 | Winter: Off-Peak |  | 27 | heating | 0.4552 | 1.2084 | 0.93761 | 0.51574 | 3.1144 | 5.4803 | 2.2875 | 0.70216 | 0 | 0.87787 | 1.0096 | 0 | 0.51574
2018-04-15 | 7 | 7 | Winter: Off-Peak |  | 28 | heating | 0.4445 | 1.1637 | 0.93761 | 0.48501 | 3.0942 | 5.1204 | 2.2833 | 0.65726 | 0 | 0.97331 | 1.0096 | 0 | 0.48501
2018-04-15 | 7 | 8 | Winter: Off-Peak |  | 32 | heating | 0.40172 | 1.0942 | 0.93761 | 0.41213 | 3.1004 | 4.3597 | 2.4523 | 0.52105 | 0 | 0.9494 | 1.0096 | 0 | 0.41213
2018-04-15 | 7 | 9 | Winter: Off-Peak |  | 34 | heating | 0.38033 | 1.0343 | 0.93761 | 0.36883 | 3.1618 | 3.9789 | 2.5824 | 0.45157 | 0 | 0.84085 | 1.0096 | 0 | 0.36883
2018-04-15 | 7 | 10 | Winter: Off-Peak |  | 36 | heating | 0.35894 | 0.98112 | 0.93761 | 0.33019 | 3.2767 | 3.6916 | 2.7263 | 0.39685 | 0 | 0.74504 | 1.0096 | 0 | 0.33019
2018-04-15 | 7 | 11 | Winter: Off-Peak |  | 39 | heating | 0.32685 | 0.94956 | 0.93761 | 0.291 | 3.4954 | 3.4705 | 2.9502 | 0.34478 | 0 | 0.72851 | 1.0096 | 0 | 0.291
2018-04-15 | 7 | 12 | Winter: Off-Peak |  | 41 | heating | 0.30546 | 0.91648 | 0.93761 | 0.26248 | 3.629 | 3.2501 | 3.0928 | 0.30799 | 0 | 0.75911 | 1.0096 | 0 | 0.26248
2018-04-15 | 7 | 13 | Winter: Off-Peak |  | 43 | heating | 0.28407 | 0.9004 | 0.93761 | 0.23981 | 3.737 | 3.0578 | 3.2279 | 0.27764 | 0 | 0.79116 | 1.0096 | 0 | 0.23981
2018-04-15 | 7 | 14 | Winter: Off-Peak |  | 43 | heating | 0.28407 | 0.86033 | 0.93761 | 0.22914 | 3.737 | 2.9217 | 3.2279 | 0.26528 | 0 | 0.84356 | 1.0096 | 0 | 0.22914
2018-04-15 | 7 | 15 | Winter: Off-Peak |  | 45 | heating | 0.26267 | 0.85755 | 0.93761 | 0.2112 | 3.8226 | 2.7546 | 3.3575 | 0.24046 | 0 | 0.96593 | 1.0096 | 0 | 0.2112
2018-04-15 | 7 | 16 | Winter: Off-Peak |  | 45 | heating | 0.26267 | 0.88345 | 0.93761 | 0.21758 | 3.8226 | 2.8378 | 3.3575 | 0.24772 | 0 | 1.1649 | 1.0096 | 0 | 0.21758
2018-04-15 | 7 | 17 | Winter: Off-Peak |  | 43 | heating | 0.28407 | 0.94026 | 0.93761 | 0.25043 | 3.737 | 3.1932 | 3.2279 | 0.28993 | 0 | 1.3522 | 1.0096 | 0 | 0.25043
2018-04-15 | 7 | 18 | Winter: Off-Peak |  | 39 | heating | 0.32685 | 0.98182 | 0.93761 | 0.30089 | 3.4954 | 3.5884 | 2.9502 | 0.35649 | 0 | 1.5599 | 1.0096 | 0 | 0.30089
2018-04-15 | 7 | 19 | Winter: Off-Peak |  | 37 | heating | 0.34824 | 0.98419 | 0.93761 | 0.32135 | 3.3551 | 3.6787 | 2.8034 | 0.38459 | 0 | 1.6764 | 1.0096 | 0 | 0.32135
2018-04-15 | 7 | 20 | Winter: Off-Peak |  | 36 | heating | 0.35894 | 0.97072 | 0.93761 | 0.32669 | 3.2767 | 3.6524 | 2.7263 | 0.39264 | 0 | 1.5244 | 1.0096 | 0 | 0.32669
2018-04-15 | 7 | 21 | Winter: Off-Peak |  | 32 | heating | 0.40172 | 0.95751 | 0.93761 | 0.36065 | 3.1004 | 3.8151 | 2.4523 | 0.45596 | 0 | 1.4449 | 1.0096 | 0 | 0.36065
2018-04-15 | 7 | 22 | Winter: Off-Peak |  | 30 | heating | 0.42311 | 0.94265 | 0.93761 | 0.37396 | 3.0748 | 3.9233 | 2.334 | 0.49265 | 0 | 1.2427 | 1.0096 | 0 | 0.37396
2018-04-15 | 7 | 23 | Winter: Off-Peak |  | 28 | heating | 0.4445 | 0.94451 | 0.93761 | 0.39364 | 3.0942 | 4.1558 | 2.2833 | 0.53344 | 0 | 1.0298 | 1.0096 | 0 | 0.39364
2018-04-16 | 1 | 0 | Winter: Off-Peak |  | 32 | heating | 0.40172 | 0.97482 | 1.0177 | 0.39854 | 3.1004 | 4.216 | 2.4523 | 0.50387 | 0 | 0.90669 | 0.9441 | 0 | 0.39854
2018-04-16 | 1 | 1 | Winter: Off-Peak |  | 36 | heating | 0.35894 | 1.0122 | 1.0177 | 0.36977 | 3.2767 | 4.1341 | 2.7263 | 0.44442 | 0 | 0.81803 | 0.9441 | 0 | 0.36977
2018-04-16 | 1 | 2 | Winter: Off-Peak |  | 36 | heating | 0.35894 | 1.051 | 1.0177 | 0.38392 | 3.2767 | 4.2923 | 2.7263 | 0.46142 | 0 | 0.74508 | 0.9441 | 0 | 0.38392
2018-04-16 | 1 | 3 | Winter: Off-Peak |  | 36 | heating | 0.35894 | 1.0924 | 1.0177 | 0.39905 | 3.2767 | 4.4615 | 2.7263 | 0.47962 | 0 | 0.69159 | 0.9441 | 0 | 0.39905
2018-04-16 | 1 | 4 | Winter: Off-Peak |  | 36 | heating | 0.35894 | 1.1348 | 1.0177 | 0.41455 | 3.2767 | 4.6348 | 2.7263 | 0.49824 | 0 | 0.64739 | 0.9441 | 0 | 0.41455
2018-04-16 | 1 | 5 | Winter: Off-Peak |  | 36 | heating | 0.35894 | 1.1636 | 1.0177 | 0.42505 | 3.2767 | 4.7521 | 2.7263 | 0.51085 | 0 | 0.7214 | 0.9441 | 0 | 0.42505
2018-04-16 | 1 | 6 | Winter: Off-Peak |  | 36 | heating | 0.35894 | 1.2084 | 1.0177 | 0.44142 | 3.2767 | 4.9352 | 2.7263 | 0.53054 | 0 | 0.87787 | 0.9441 | 0 | 0.44142
2018-04-16 | 1 | 7 | Winter: On-Peak |  | 36 | heating | 0.35894 | 1.1637 | 1.0177 | 0.42511 | 3.2767 | 4.7528 | 2.7263 | 0.51094 | 0 | 0.97331 | 0.9441 | 0 | 0.42511
2018-04-16 | 1 | 8 | Winter: On-Peak |  | 36 | heating | 0.35894 | 1.0942 | 1.0177 | 0.39971 | 3.2767 | 4.4688 | 2.7263 | 0.4804 | 0 | 0.9494 | 0.9441 | 0 | 0.39971
2018-04-16 | 1 | 9 | Winter: On-Peak |  | 39 | heating | 0.32685 | 1.0343 | 1.0177 | 0.34405 | 3.4954 | 4.1032 | 2.9502 | 0.40763 | 0 | 0.84085 | 0.9441 | 0 | 0.34405
2018-04-16 | 1 | 10 | Winter: On-Peak |  | 39 | heating | 0.32685 | 0.98112 | 1.0177 | 0.32636 | 3.4954 | 3.8923 | 2.9502 | 0.38668 | 0 | 0.74504 | 0.9441 | 0 | 0.32636
2018-04-16 | 1 | 11 | Winter: On-Peak |  | 41 | heating | 0.30546 | 0.94956 | 1.0177 | 0.29519 | 3.629 | 3.6551 | 3.0928 | 0.34637 | 0 | 0.72851 | 0.9441 | 0 | 0.29519
2018-04-16 | 1 | 12 | Winter: On-Peak |  | 43 | heating | 0.28407 | 0.91648 | 1.0177 | 0.26496 | 3.737 | 3.3784 | 3.2279 | 0.30675 | 0 | 0.75911 | 0.9441 | 0 | 0.26496
2018-04-16 | 1 | 13 | Winter: On-Peak |  | 45 | heating | 0.26267 | 0.9004 | 1.0177 | 0.2407 | 3.8226 | 3.1394 | 3.3575 | 0.27405 | 0 | 0.79116 | 0.9441 | 0 | 0.2407
2018-04-16 | 1 | 14 | Winter: On-Peak |  | 43 | heating | 0.28407 | 0.86033 | 1.0177 | 0.24872 | 3.737 | 3.1714 | 3.2279 | 0.28795 | 0 | 0.84356 | 0.9441 | 0 | 0.24872
2018-04-16 | 1 | 15 | Winter: On-Peak |  | 37 | heating | 0.34824 | 0.85755 | 1.0177 | 0.30393 | 3.3551 | 3.4792 | 2.8034 | 0.36373 | 0 | 0.96593 | 0.9441 | 0 | 0.30393
2018-04-16 | 1 | 16 | Winter: On-Peak |  | 36 | heating | 0.35894 | 0.88345 | 1.0177 | 0.32272 | 3.2767 | 3.6081 | 2.7263 | 0.38787 | 0 | 1.1649 | 0.9441 | 0 | 0.32272
2018-04-16 | 1 | 17 | Winter: On-Peak |  | 37 | heating | 0.34824 | 0.94026 | 1.0177 | 0.33324 | 3.3551 | 3.8148 | 2.8034 | 0.39882 | 0 | 1.3522 | 0.9441 | 0 | 0.33324
2018-04-16 | 1 | 18 | Winter: On-Peak |  | 36 | heating | 0.35894 | 0.98182 | 1.0177 | 0.35866 | 3.2767 | 4.0099 | 2.7263 | 0.43107 | 0 | 1.5599 | 0.9441 | 0 | 0.35866
2018-04-16 | 1 | 19 | Winter: On-Peak |  | 36 | heating | 0.35894 | 0.98419 | 1.0177 | 0.35952 | 3.2767 | 4.0195 | 2.7263 | 0.4321 | 0 | 1.6764 | 0.9441 | 0 | 0.35952
2018-04-16 | 1 | 20 | Winter: On-Peak |  | 36 | heating | 0.35894 | 0.97072 | 1.0177 | 0.3546 | 3.2767 | 3.9645 | 2.7263 | 0.42619 | 0 | 1.5244 | 0.9441 | 0 | 0.3546
2018-04-16 | 1 | 21 | Winter: On-Peak |  | 36 | heating | 0.35894 | 0.95751 | 1.0177 | 0.34978 | 3.2767 | 3.9106 | 2.7263 | 0.42039 | 0 | 1.4449 | 0.9441 | 0 | 0.34978
2018-04-16 | 1 | 22 | Winter: On-Peak |  | 37 | heating | 0.34824 | 0.94265 | 1.0177 | 0.33409 | 3.3551 | 3.8245 | 2.8034 | 0.39983 | 0 | 1.2427 | 0.9441 | 0 | 0.33409
2018-04-16 | 1 | 23 | Winter: Off-Peak |  | 39 | heating | 0.32685 | 0.94451 | 1.0177 | 0.31418 | 3.4954 | 3.747 | 2.9502 | 0.37225 | 0 | 1.0298 | 0.9441 | 0 | 0.31418
2018-04-17 | 2 | 0 | Winter: Off-Peak |  | 39 | heating | 0.32685 | 0.97482 | 1.02 | 0.32498 | 3.4954 | 3.8758 | 2.9502 | 0.38504 | 0 | 0.90669 | 0.83669 | 0 | 0.32498
2018-04-17 | 2 | 1 | Winter: Off-Peak |  | 39 | heating | 0.32685 | 1.0122 | 1.02 | 0.33746 | 3.4954 | 4.0246 | 2.9502 | 0.39982 | 0 | 0.81803 | 0.83669 | 0 | 0.33746
2018-04-17 | 2 | 2 | Winter: Off-Peak |  | 41 | heating | 0.30546 | 1.051 | 1.02 | 0.32744 | 3.629 | 4.0544 | 3.0928 | 0.38421 | 0 | 0.74508 | 0.83669 | 0 | 0.32744
2018-04-17 | 2 | 3 | Winter: Off-Peak |  | 43 | heating | 0.28407 | 1.0924 | 1.02 | 0.31651 | 3.737 | 4.0357 | 3.2279 | 0.36643 | 0 | 0.69159 | 0.83669 | 0 | 0.31651
2018-04-17 | 2 | 4 | Winter: Off-Peak |  | 43 | heating | 0.28407 | 1.1348 | 1.02 | 0.3288 | 3.737 | 4.1925 | 3.2279 | 0.38066 | 0 | 0.64739 | 0.83669 | 0 | 0.3288
2018-04-17 | 2 | 5 | Winter: Off-Peak |  | 45 | heating | 0.26267 | 1.1636 | 1.02 | 0.31174 | 3.8226 | 4.0659 | 3.3575 | 0.35492 | 0 | 0.7214 | 0.83669 | 0 | 0.31174
2018-04-17 | 2 | 6 | Winter: Off-Peak |  | 43 | heating | 0.28407 | 1.2084 | 1.02 | 0.35012 | 3.737 | 4.4642 | 3.2279 | 0.40534 | 0 | 0.87787 | 0.83669 | 0 | 0.35012
2018-04-17 | 2 | 7 | Winter: On-Peak |  | 46 | heating | 0.25198 | 1.1637 | 1.02 | 0.29909 | 3.8708 | 3.9502 | 3.4229 | 0.33824 | 0 | 0.97331 | 0.83669 | 0 | 0.29909
2018-04-17 | 2 | 8 | Winter: On-Peak |  | 46 | heating | 0.25198 | 1.0942 | 1.02 | 0.28122 | 3.8708 | 3.7141 | 3.4229 | 0.31802 | 0 | 0.9494 | 0.83669 | 0 | 0.28122
2018-04-17 | 2 | 9 | Winter: On-Peak |  | 45 | heating | 0.26267 | 1.0343 | 1.02 | 0.27711 | 3.8226 | 3.6142 | 3.3575 | 0.31549 | 0 | 0.84085 | 0.83669 | 0 | 0.27711
2018-04-17 | 2 | 10 | Winter: On-Peak |  | 43 | heating | 0.28407 | 0.98112 | 1.02 | 0.28427 | 3.737 | 3.6246 | 3.2279 | 0.3291 | 0 | 0.74504 | 0.83669 | 0 | 0.28427
2018-04-17 | 2 | 11 | Winter: On-Peak |  | 43 | heating | 0.28407 | 0.94956 | 1.02 | 0.27512 | 3.737 | 3.508 | 3.2279 | 0.31852 | 0 | 0.72851 | 0.83669 | 0 | 0.27512
2018-04-17 | 2 | 12 | Winter: On-Peak |  | 45 | heating | 0.26267 | 0.91648 | 1.02 | 0.24554 | 3.8226 | 3.2025 | 3.3575 | 0.27955 | 0 | 0.75911 | 0.83669 | 0 | 0.24554
2018-04-17 | 2 | 13 | Winter: On-Peak |  | 45 | heating | 0.26267 | 0.9004 | 1.02 | 0.24123 | 3.8226 | 3.1463 | 3.3575 | 0.27465 | 0 | 0.79116 | 0.83669 | 0 | 0.24123
2018-04-17 | 2 | 14 | Winter: On-Peak |  | 46 | heating | 0.25198 | 0.86033 | 1.02 | 0.22111 | 3.8708 | 2.9203 | 3.4229 | 0.25005 | 0 | 0.84356 | 0.83669 | 0 | 0.22111
2018-04-17 | 2 | 15 | Winter: On-Peak |  | 46 | heating | 0.25198 | 0.85755 | 1.02 | 0.2204 | 3.8708 | 2.9108 | 3.4229 | 0.24924 | 0 | 0.96593 | 0.83669 | 0 | 0.2204
2018-04-17 | 2 | 16 | Winter: On-Peak |  | 48 | heating | 0.23059 | 0.88345 | 1.02 | 0.20778 | 3.9631 | 2.8096 | 3.5525 | 0.23179 | 0 | 1.1649 | 0.83669 | 0 | 0.20778
2018-04-17 | 2 | 17 | Winter: On-Peak |  | 48 | heating | 0.23059 | 0.94026 | 1.02 | 0.22114 | 3.9631 | 2.9902 | 3.5525 | 0.2467 | 0 | 1.3522 | 0.83669 | 0 | 0.22114
2018-04-17 | 2 | 18 | Winter: On-Peak |  | 45 | heating | 0.26267 | 0.98182 | 1.02 | 0.26305 | 3.8226 | 3.4308 | 3.3575 | 0.29948 | 0 | 1.5599 | 0.83669 | 0 | 0.26305
2018-04-17 | 2 | 19 | Winter: On-Peak |  | 39 | heating | 0.32685 | 0.98419 | 1.02 | 0.3281 | 3.4954 | 3.913 | 2.9502 | 0.38874 | 0 | 1.6764 | 0.83669 | 0 | 0.3281
2018-04-17 | 2 | 20 | Winter: On-Peak |  | 41 | heating | 0.30546 | 0.97072 | 1.02 | 0.30243 | 3.629 | 3.7448 | 3.0928 | 0.35487 | 0 | 1.5244 | 0.83669 | 0 | 0.30243
2018-04-17 | 2 | 21 | Winter: On-Peak |  | 39 | heating | 0.32685 | 0.95751 | 1.02 | 0.31921 | 3.4954 | 3.807 | 2.9502 | 0.3782 | 0 | 1.4449 | 0.83669 | 0 | 0.31921
2018-04-17 | 2 | 22 | Winter: On-Peak |  | 39 | heating | 0.32685 | 0.94265 | 1.02 | 0.31426 | 3.4954 | 3.7479 | 2.9502 | 0.37233 | 0 | 1.2427 | 0.83669 | 0 | 0.31426
2018-04-17 | 2 | 23 | Winter: Off-Peak |  | 39 | heating | 0.32685 | 0.94451 | 1.02 | 0.31487 | 3.4954 | 3.7553 | 2.9502 | 0.37306 | 0 | 1.0298 | 0.83669 | 0 | 0.31487
2018-04-18 | 3 | 0 | Winter: Off-Peak |  | 37 | heating | 0.34824 | 0.97482 | 1.0263 | 0.3484 | 3.3551 | 3.9883 | 2.8034 | 0.41696 | 0 | 0.90669 | 0.94211 | 0 | 0.3484
2018-04-18 | 3 | 1 | Winter: Off-Peak |  | 36 | heating | 0.35894 | 1.0122 | 1.0263 | 0.37289 | 3.2767 | 4.1689 | 2.7263 | 0.44817 | 0 | 0.81803 | 0.94211 | 0 | 0.37289
2018-04-18 | 3 | 2 | Winter: Off-Peak |  | 36 | heating | 0.35894 | 1.051 | 1.0263 | 0.38715 | 3.2767 | 4.3284 | 2.7263 | 0.46531 | 0 | 0.74508 | 0.94211 | 0 | 0.38715
2018-04-18 | 3 | 3 | Winter: Off-Peak |  | 36 | heating | 0.35894 | 1.0924 | 1.0263 | 0.40242 | 3.2767 | 4.4991 | 2.7263 | 0.48366 | 0 | 0.69159 | 0.94211 | 0 | 0.40242
2018-04-18 | 3 | 4 | Winter: Off-Peak |  | 36 | heating | 0.35894 | 1.1348 | 1.0263 | 0.41805 | 3.2767 | 4.6738 | 2.7263 | 0.50244 | 0 | 0.64739 | 0.94211 | 0 | 0.41805
2018-04-18 | 3 | 5 | Winter: Off-Peak |  | 36 | heating | 0.35894 | 1.1636 | 1.0263 | 0.42863 | 3.2767 | 4.7921 | 2.7263 | 0.51516 | 0 | 0.7214 | 0.94211 | 0 | 0.42863
2018-04-18 | 3 | 6 | Winter: Off-Peak |  | 36 | heating | 0.35894 | 1.2084 | 1.0263 | 0.44514 | 3.2767 | 4.9768 | 2.7263 | 0.53501 | 0 | 0.87787 | 0.94211 | 0 | 0.44514
2018-04-18 | 3 | 7 | Winter: On-Peak |  | 36 | heating | 0.35894 | 1.1637 | 1.0263 | 0.4287 | 3.2767 | 4.7929 | 2.7263 | 0.51524 | 0 | 0.97331 | 0.94211 | 0 | 0.4287
2018-04-18 | 3 | 8 | Winter: On-Peak |  | 37 | heating | 0.34824 | 1.0942 | 1.0263 | 0.39107 | 3.3551 | 4.4768 | 2.8034 | 0.46802 | 0 | 0.9494 | 0.94211 | 0 | 0.39107
2018-04-18 | 3 | 9 | Winter: On-Peak |  | 37 | heating | 0.34824 | 1.0343 | 1.0263 | 0.36966 | 3.3551 | 4.2317 | 2.8034 | 0.4424 | 0 | 0.84085 | 0.94211 | 0 | 0.36966
2018-04-18 | 3 | 10 | Winter: On-Peak |  | 37 | heating | 0.34824 | 0.98112 | 1.0263 | 0.35065 | 3.3551 | 4.0141 | 2.8034 | 0.41966 | 0 | 0.74504 | 0.94211 | 0 | 0.35065
2018-04-18 | 3 | 11 | Winter: On-Peak |  | 39 | heating | 0.32685 | 0.94956 | 1.0263 | 0.31853 | 3.4954 | 3.7988 | 2.9502 | 0.37739 | 0 | 0.72851 | 0.94211 | 0 | 0.31853
2018-04-18 | 3 | 12 | Winter: On-Peak |  | 43 | heating | 0.28407 | 0.91648 | 1.0263 | 0.26719 | 3.737 | 3.4069 | 3.2279 | 0.30933 | 0 | 0.75911 | 0.94211 | 0 | 0.26719
2018-04-18 | 3 | 13 | Winter: On-Peak |  | 45 | heating | 0.26267 | 0.9004 | 1.0263 | 0.24273 | 3.8226 | 3.1659 | 3.3575 | 0.27636 | 0 | 0.79116 | 0.94211 | 0 | 0.24273
2018-04-18 | 3 | 14 | Winter: On-Peak |  | 45 | heating | 0.26267 | 0.86033 | 1.0263 | 0.23193 | 3.8226 | 3.025 | 3.3575 | 0.26406 | 0 | 0.84356 | 0.94211 | 0 | 0.23193
2018-04-18 | 3 | 15 | Winter: On-Peak |  | 45 | heating | 0.26267 | 0.85755 | 1.0263 | 0.23118 | 3.8226 | 3.0152 | 3.3575 | 0.2632 | 0 | 0.96593 | 0.94211 | 0 | 0.23118
2018-04-18 | 3 | 16 | Winter: On-Peak |  | 41 | heating | 0.30546 | 0.88345 | 1.0263 | 0.27695 | 3.629 | 3.4293 | 3.0928 | 0.32497 | 0 | 1.1649 | 0.94211 | 0 | 0.27695
2018-04-18 | 3 | 17 | Winter: On-Peak |  | 39 | heating | 0.32685 | 0.94026 | 1.0263 | 0.31541 | 3.4954 | 3.7616 | 2.9502 | 0.37369 | 0 | 1.3522 | 0.94211 | 0 | 0.31541
2018-04-18 | 3 | 18 | Winter: On-Peak |  | 37 | heating | 0.34824 | 0.98182 | 1.0263 | 0.3509 | 3.3551 | 4.017 | 2.8034 | 0.41996 | 0 | 1.5599 | 0.94211 | 0 | 0.3509
2018-04-18 | 3 | 19 | Winter: On-Peak |  | 37 | heating | 0.34824 | 0.98419 | 1.0263 | 0.35175 | 3.3551 | 4.0267 | 2.8034 | 0.42097 | 0 | 1.6764 | 0.94211 | 0 | 0.35175
2018-04-18 | 3 | 20 | Winter: On-Peak |  | 37 | heating | 0.34824 | 0.97072 | 1.0263 | 0.34694 | 3.3551 | 3.9716 | 2.8034 | 0.41521 | 0 | 1.5244 | 0.94211 | 0 | 0.34694
2018-04-18 | 3 | 21 | Winter: On-Peak |  | 37 | heating | 0.34824 | 0.95751 | 1.0263 | 0.34222 | 3.3551 | 3.9175 | 2.8034 | 0.40956 | 0 | 1.4449 | 0.94211 | 0 | 0.34222
2018-04-18 | 3 | 22 | Winter: On-Peak |  | 37 | heating | 0.34824 | 0.94265 | 1.0263 | 0.3369 | 3.3551 | 3.8567 | 2.8034 | 0.4032 | 0 | 1.2427 | 0.94211 | 0 | 0.3369
2018-04-18 | 3 | 23 | Winter: Off-Peak |  | 37 | heating | 0.34824 | 0.94451 | 1.0263 | 0.33757 | 3.3551 | 3.8643 | 2.8034 | 0.404 | 0 | 1.0298 | 0.94211 | 0 | 0.33757
2018-04-19 | 4 | 0 | Winter: Off-Peak |  | 37 | heating | 0.34824 | 0.97482 | 1.002 | 0.34016 | 3.3551 | 3.8941 | 2.8034 | 0.4071 | 0 | 0.90669 | 1.0706 | 0 | 0.34016
2018-04-19 | 4 | 1 | Winter: Off-Peak |  | 37 | heating | 0.34824 | 1.0122 | 1.002 | 0.35323 | 3.3551 | 4.0436 | 2.8034 | 0.42273 | 0 | 0.81803 | 1.0706 | 0 | 0.35323
2018-04-19 | 4 | 2 | Winter: Off-Peak |  | 37 | heating | 0.34824 | 1.051 | 1.002 | 0.36674 | 3.3551 | 4.1983 | 2.8034 | 0.43891 | 0 | 0.74508 | 1.0706 | 0 | 0.36674
2018-04-19 | 4 | 3 | Winter: Off-Peak |  | 37 | heating | 0.34824 | 1.0924 | 1.002 | 0.3812 | 3.3551 | 4.3638 | 2.8034 | 0.45621 | 0 | 0.69159 | 1.0706 | 0 | 0.3812
2018-04-19 | 4 | 4 | Winter: Off-Peak |  | 36 | heating | 0.35894 | 1.1348 | 1.002 | 0.40816 | 3.2767 | 4.5634 | 2.7263 | 0.49057 | 0 | 0.64739 | 1.0706 | 0 | 0.40816
2018-04-19 | 4 | 5 | Winter: Off-Peak |  | 37 | heating | 0.34824 | 1.1636 | 1.002 | 0.40603 | 3.3551 | 4.648 | 2.8034 | 0.48593 | 0 | 0.7214 | 1.0706 | 0 | 0.40603
2018-04-19 | 4 | 6 | Winter: Off-Peak |  | 37 | heating | 0.34824 | 1.2084 | 1.002 | 0.42167 | 3.3551 | 4.8271 | 2.8034 | 0.50465 | 0 | 0.87787 | 1.0706 | 0 | 0.42167
2018-04-19 | 4 | 7 | Winter: On-Peak |  | 37 | heating | 0.34824 | 1.1637 | 1.002 | 0.40609 | 3.3551 | 4.6488 | 2.8034 | 0.486 | 0 | 0.97331 | 1.0706 | 0 | 0.40609
2018-04-19 | 4 | 8 | Winter: On-Peak |  | 37 | heating | 0.34824 | 1.0942 | 1.002 | 0.38182 | 3.3551 | 4.3709 | 2.8034 | 0.45696 | 0 | 0.9494 | 1.0706 | 0 | 0.38182
2018-04-19 | 4 | 9 | Winter: On-Peak |  | 41 | heating | 0.30546 | 1.0343 | 1.002 | 0.31658 | 3.629 | 3.92 | 3.0928 | 0.37147 | 0 | 0.84085 | 1.0706 | 0 | 0.31658
2018-04-19 | 4 | 10 | Winter: On-Peak |  | 43 | heating | 0.28407 | 0.98112 | 1.002 | 0.27927 | 3.737 | 3.5609 | 3.2279 | 0.32332 | 0 | 0.74504 | 1.0706 | 0 | 0.27927
2018-04-19 | 4 | 11 | Winter: On-Peak |  | 43 | heating | 0.28407 | 0.94956 | 1.002 | 0.27029 | 3.737 | 3.4464 | 3.2279 | 0.31292 | 0 | 0.72851 | 1.0706 | 0 | 0.27029
2018-04-19 | 4 | 12 | Winter: On-Peak |  | 45 | heating | 0.26267 | 0.91648 | 1.002 | 0.24123 | 3.8226 | 3.1462 | 3.3575 | 0.27464 | 0 | 0.75911 | 1.0706 | 0 | 0.24123
2018-04-19 | 4 | 13 | Winter: On-Peak |  | 43 | heating | 0.28407 | 0.9004 | 1.002 | 0.2563 | 3.737 | 3.268 | 3.2279 | 0.29672 | 0 | 0.79116 | 1.0706 | 0 | 0.2563
2018-04-19 | 4 | 14 | Winter: On-Peak |  | 45 | heating | 0.26267 | 0.86033 | 1.002 | 0.22645 | 3.8226 | 2.9535 | 3.3575 | 0.25781 | 0 | 0.84356 | 1.0706 | 0 | 0.22645
2018-04-19 | 4 | 15 | Winter: On-Peak |  | 45 | heating | 0.26267 | 0.85755 | 1.002 | 0.22572 | 3.8226 | 2.9439 | 3.3575 | 0.25698 | 0 | 0.96593 | 1.0706 | 0 | 0.22572
2018-04-19 | 4 | 16 | Winter: On-Peak |  | 45 | heating | 0.26267 | 0.88345 | 1.002 | 0.23253 | 3.8226 | 3.0328 | 3.3575 | 0.26474 | 0 | 1.1649 | 1.0706 | 0 | 0.23253
2018-04-19 | 4 | 17 | Winter: On-Peak |  | 45 | heating | 0.26267 | 0.94026 | 1.002 | 0.24749 | 3.8226 | 3.2278 | 3.3575 | 0.28177 | 0 | 1.3522 | 1.0706 | 0 | 0.24749
2018-04-19 | 4 | 18 | Winter: On-Peak |  | 45 | heating | 0.26267 | 0.98182 | 1.002 | 0.25843 | 3.8226 | 3.3705 | 3.3575 | 0.29422 | 0 | 1.5599 | 1.0706 | 0 | 0.25843
2018-04-19 | 4 | 19 | Winter: On-Peak |  | 43 | heating | 0.28407 | 0.98419 | 1.002 | 0.28015 | 3.737 | 3.5721 | 3.2279 | 0.32433 | 0 | 1.6764 | 1.0706 | 0 | 0.28015
2018-04-19 | 4 | 20 | Winter: On-Peak |  | 41 | heating | 0.30546 | 0.97072 | 1.002 | 0.29712 | 3.629 | 3.679 | 3.0928 | 0.34864 | 0 | 1.5244 | 1.0706 | 0 | 0.29712
2018-04-19 | 4 | 21 | Winter: On-Peak |  | 39 | heating | 0.32685 | 0.95751 | 1.002 | 0.3136 | 3.4954 | 3.7401 | 2.9502 | 0.37156 | 0 | 1.4449 | 1.0706 | 0 | 0.3136
2018-04-19 | 4 | 22 | Winter: On-Peak |  | 37 | heating | 0.34824 | 0.94265 | 1.002 | 0.32894 | 3.3551 | 3.7656 | 2.8034 | 0.39367 | 0 | 1.2427 | 1.0706 | 0 | 0.32894
2018-04-19 | 4 | 23 | Winter: Off-Peak |  | 37 | heating | 0.34824 | 0.94451 | 1.002 | 0.32959 | 3.3551 | 3.773 | 2.8034 | 0.39445 | 0 | 1.0298 | 1.0706 | 0 | 0.32959
2018-04-20 | 5 | 0 | Winter: Off-Peak |  | 39 | heating | 0.32685 | 0.97482 | 1.0078 | 0.3211 | 3.4954 | 3.8295 | 2.9502 | 0.38044 | 0 | 0.90669 | 1.1856 | 0 | 0.3211
2018-04-20 | 5 | 1 | Winter: Off-Peak |  | 37 | heating | 0.34824 | 1.0122 | 1.0078 | 0.35525 | 3.3551 | 4.0668 | 2.8034 | 0.42516 | 0 | 0.81803 | 1.1856 | 0 | 0.35525
2018-04-20 | 5 | 2 | Winter: Off-Peak |  | 39 | heating | 0.32685 | 1.051 | 1.0078 | 0.34619 | 3.4954 | 4.1287 | 2.9502 | 0.41017 | 0 | 0.74508 | 1.1856 | 0 | 0.34619
2018-04-20 | 5 | 3 | Winter: Off-Peak |  | 39 | heating | 0.32685 | 1.0924 | 1.0078 | 0.35984 | 3.4954 | 4.2915 | 2.9502 | 0.42634 | 0 | 0.69159 | 1.1856 | 0 | 0.35984
2018-04-20 | 5 | 4 | Winter: Off-Peak |  | 39 | heating | 0.32685 | 1.1348 | 1.0078 | 0.37381 | 3.4954 | 4.4582 | 2.9502 | 0.44289 | 0 | 0.64739 | 1.1856 | 0 | 0.37381
2018-04-20 | 5 | 5 | Winter: Off-Peak |  | 39 | heating | 0.32685 | 1.1636 | 1.0078 | 0.38327 | 3.4954 | 4.571 | 2.9502 | 0.4541 | 0 | 0.7214 | 1.1856 | 0 | 0.38327
2018-04-20 | 5 | 6 | Winter: Off-Peak |  | 39 | heating | 0.32685 | 1.2084 | 1.0078 | 0.39804 | 3.4954 | 4.7471 | 2.9502 | 0.4716 | 0 | 0.87787 | 1.1856 | 0 | 0.39804
2018-04-20 | 5 | 7 | Winter: On-Peak |  | 41 | heating | 0.30546 | 1.1637 | 1.0078 | 0.35825 | 3.629 | 4.4359 | 3.0928 | 0.42036 | 0 | 0.97331 | 1.1856 | 0 | 0.35825
2018-04-20 | 5 | 8 | Winter: On-Peak |  | 41 | heating | 0.30546 | 1.0942 | 1.0078 | 0.33684 | 3.629 | 4.1708 | 3.0928 | 0.39524 | 0 | 0.9494 | 1.1856 | 0 | 0.33684
2018-04-20 | 5 | 9 | Winter: On-Peak |  | 39 | heating | 0.32685 | 1.0343 | 1.0078 | 0.3407 | 3.4954 | 4.0632 | 2.9502 | 0.40366 | 0 | 0.84085 | 1.1856 | 0 | 0.3407
2018-04-20 | 5 | 10 | Winter: On-Peak |  | 39 | heating | 0.32685 | 0.98112 | 1.0078 | 0.32318 | 3.4954 | 3.8543 | 2.9502 | 0.38291 | 0 | 0.74504 | 1.1856 | 0 | 0.32318
2018-04-20 | 5 | 11 | Winter: On-Peak |  | 41 | heating | 0.30546 | 0.94956 | 1.0078 | 0.29231 | 3.629 | 3.6195 | 3.0928 | 0.343 | 0 | 0.72851 | 1.1856 | 0 | 0.29231
2018-04-20 | 5 | 12 | Winter: On-Peak |  | 41 | heating | 0.30546 | 0.91648 | 1.0078 | 0.28213 | 3.629 | 3.4934 | 3.0928 | 0.33105 | 0 | 0.75911 | 1.1856 | 0 | 0.28213
2018-04-20 | 5 | 13 | Winter: On-Peak |  | 41 | heating | 0.30546 | 0.9004 | 1.0078 | 0.27718 | 3.629 | 3.4321 | 3.0928 | 0.32524 | 0 | 0.79116 | 1.1856 | 0 | 0.27718
2018-04-20 | 5 | 14 | Winter: On-Peak |  | 41 | heating | 0.30546 | 0.86033 | 1.0078 | 0.26484 | 3.629 | 3.2794 | 3.0928 | 0.31077 | 0 | 0.84356 | 1.1856 | 0 | 0.26484
2018-04-20 | 5 | 15 | Winter: On-Peak |  | 45 | heating | 0.26267 | 0.85755 | 1.0078 | 0.22701 | 3.8226 | 2.9608 | 3.3575 | 0.25846 | 0 | 0.96593 | 1.1856 | 0 | 0.22701
2018-04-20 | 5 | 16 | Winter: On-Peak |  | 45 | heating | 0.26267 | 0.88345 | 1.0078 | 0.23387 | 3.8226 | 3.0503 | 3.3575 | 0.26626 | 0 | 1.1649 | 1.1856 | 0 | 0.23387
2018-04-20 | 5 | 17 | Winter: On-Peak |  | 45 | heating | 0.26267 | 0.94026 | 1.0078 | 0.24891 | 3.8226 | 3.2464 | 3.3575 | 0.28339 | 0 | 1.3522 | 1.1856 | 0 | 0.24891
2018-04-20 | 5 | 18 | Winter: On-Peak |  | 45 | heating | 0.26267 | 0.98182 | 1.0078 | 0.25991 | 3.8226 | 3.3899 | 3.3575 | 0.29591 | 0 | 1.5599 | 1.1856 | 0 | 0.25991
2018-04-20 | 5 | 19 | Winter: On-Peak |  | 45 | heating | 0.26267 | 0.98419 | 1.0078 | 0.26054 | 3.8226 | 3.3981 | 3.3575 | 0.29663 | 0 | 1.6764 | 1.1856 | 0 | 0.26054
2018-04-20 | 5 | 20 | Winter: On-Peak |  | 46 | heating | 0.25198 | 0.97072 | 1.0078 | 0.24651 | 3.8708 | 3.2557 | 3.4229 | 0.27877 | 0 | 1.5244 | 1.1856 | 0 | 0.24651
2018-04-20 | 5 | 21 | Winter: On-Peak |  | 52 | heating | 0.1878 | 0.95751 | 1.0078 | 0.18123 | 4.0951 | 2.5322 | 3.8021 | 0.19519 | 0 | 1.4449 | 1.1856 | 0 | 0.18123
2018-04-20 | 5 | 22 | Winter: On-Peak |  | 48 | heating | 0.23059 | 0.94265 | 1.0078 | 0.21906 | 3.9631 | 2.9621 | 3.5525 | 0.24438 | 0 | 1.2427 | 1.1856 | 0 | 0.21906
2018-04-20 | 5 | 23 | Winter: Off-Peak |  | 46 | heating | 0.25198 | 0.94451 | 1.0078 | 0.23985 | 3.8708 | 3.1678 | 3.4229 | 0.27124 | 0 | 1.0298 | 1.1856 | 0 | 0.23985
2018-04-21 | 6 | 0 | Winter: Off-Peak |  | 45 | heating | 0.26267 | 0.97482 | 0.98855 | 0.25313 | 3.8226 | 3.3014 | 3.3575 | 0.28819 | 0 | 0.90669 | 1.0113 | 0 | 0.25313
2018-04-21 | 6 | 1 | Winter: Off-Peak |  | 43 | heating | 0.28407 | 1.0122 | 0.98855 | 0.28425 | 3.737 | 3.6244 | 3.2279 | 0.32908 | 0 | 0.81803 | 1.0113 | 0 | 0.28425
2018-04-21 | 6 | 2 | Winter: Off-Peak |  | 43 | heating | 0.28407 | 1.051 | 0.98855 | 0.29513 | 3.737 | 3.7631 | 3.2279 | 0.34167 | 0 | 0.74508 | 1.0113 | 0 | 0.29513
2018-04-21 | 6 | 3 | Winter: Off-Peak |  | 41 | heating | 0.30546 | 1.0924 | 0.98855 | 0.32986 | 3.629 | 4.0844 | 3.0928 | 0.38705 | 0 | 0.69159 | 1.0113 | 0 | 0.32986
2018-04-21 | 6 | 4 | Winter: Off-Peak |  | 41 | heating | 0.30546 | 1.1348 | 0.98855 | 0.34267 | 3.629 | 4.243 | 3.0928 | 0.40209 | 0 | 0.64739 | 1.0113 | 0 | 0.34267
2018-04-21 | 6 | 5 | Winter: Off-Peak |  | 39 | heating | 0.32685 | 1.1636 | 0.98855 | 0.37595 | 3.4954 | 4.4837 | 2.9502 | 0.44543 | 0 | 0.7214 | 1.0113 | 0 | 0.37595
2018-04-21 | 6 | 6 | Winter: Off-Peak |  | 39 | heating | 0.32685 | 1.2084 | 0.98855 | 0.39044 | 3.4954 | 4.6564 | 2.9502 | 0.46259 | 0 | 0.87787 | 1.0113 | 0 | 0.39044
2018-04-21 | 6 | 7 | Winter: Off-Peak |  | 39 | heating | 0.32685 | 1.1637 | 0.98855 | 0.37601 | 3.4954 | 4.4844 | 2.9502 | 0.4455 | 0 | 0.97331 | 1.0113 | 0 | 0.37601
2018-04-21 | 6 | 8 | Winter: Off-Peak |  | 39 | heating | 0.32685 | 1.0942 | 0.98855 | 0.35354 | 3.4954 | 4.2164 | 2.9502 | 0.41888 | 0 | 0.9494 | 1.0113 | 0 | 0.35354
2018-04-21 | 6 | 9 | Winter: Off-Peak |  | 39 | heating | 0.32685 | 1.0343 | 0.98855 | 0.33419 | 3.4954 | 3.9856 | 2.9502 | 0.39595 | 0 | 0.84085 | 1.0113 | 0 | 0.33419
2018-04-21 | 6 | 10 | Winter: Off-Peak |  | 39 | heating | 0.32685 | 0.98112 | 0.98855 | 0.31701 | 3.4954 | 3.7807 | 2.9502 | 0.37559 | 0 | 0.74504 | 1.0113 | 0 | 0.31701
2018-04-21 | 6 | 11 | Winter: Off-Peak |  | 39 | heating | 0.32685 | 0.94956 | 0.98855 | 0.30681 | 3.4954 | 3.6591 | 2.9502 | 0.36351 | 0 | 0.72851 | 1.0113 | 0 | 0.30681
2018-04-21 | 6 | 12 | Winter: Off-Peak |  | 39 | heating | 0.32685 | 0.91648 | 0.98855 | 0.29612 | 3.4954 | 3.5316 | 2.9502 | 0.35084 | 0 | 0.75911 | 1.0113 | 0 | 0.29612
2018-04-21 | 6 | 13 | Winter: Off-Peak |  | 39 | heating | 0.32685 | 0.9004 | 0.98855 | 0.29092 | 3.4954 | 3.4696 | 2.9502 | 0.34469 | 0 | 0.79116 | 1.0113 | 0 | 0.29092
2018-04-21 | 6 | 14 | Winter: Off-Peak |  | 39 | heating | 0.32685 | 0.86033 | 0.98855 | 0.27798 | 3.4954 | 3.3152 | 2.9502 | 0.32935 | 0 | 0.84356 | 1.0113 | 0 | 0.27798
2018-04-21 | 6 | 15 | Winter: Off-Peak |  | 39 | heating | 0.32685 | 0.85755 | 0.98855 | 0.27708 | 3.4954 | 3.3045 | 2.9502 | 0.32828 | 0 | 0.96593 | 1.0113 | 0 | 0.27708
2018-04-21 | 6 | 16 | Winter: Off-Peak |  | 39 | heating | 0.32685 | 0.88345 | 0.98855 | 0.28545 | 3.4954 | 3.4043 | 2.9502 | 0.3382 | 0 | 1.1649 | 1.0113 | 0 | 0.28545
2018-04-21 | 6 | 17 | Winter: Off-Peak |  | 39 | heating | 0.32685 | 0.94026 | 0.98855 | 0.3038 | 3.4954 | 3.6232 | 2.9502 | 0.35995 | 0 | 1.3522 | 1.0113 | 0 | 0.3038
2018-04-21 | 6 | 18 | Winter: Off-Peak |  | 37 | heating | 0.34824 | 0.98182 | 0.98855 | 0.33799 | 3.3551 | 3.8692 | 2.8034 | 0.40451 | 0 | 1.5599 | 1.0113 | 0 | 0.33799
2018-04-21 | 6 | 19 | Winter: Off-Peak |  | 37 | heating | 0.34824 | 0.98419 | 0.98855 | 0.33881 | 3.3551 | 3.8785 | 2.8034 | 0.40548 | 0 | 1.6764 | 1.0113 | 0 | 0.33881
2018-04-21 | 6 | 20 | Winter: Off-Peak |  | 37 | heating | 0.34824 | 0.97072 | 0.98855 | 0.33417 | 3.3551 | 3.8255 | 2.8034 | 0.39993 | 0 | 1.5244 | 1.0113 | 0 | 0.33417
2018-04-21 | 6 | 21 | Winter: Off-Peak |  | 36 | heating | 0.35894 | 0.95751 | 0.98855 | 0.33975 | 3.2767 | 3.7985 | 2.7263 | 0.40834 | 0 | 1.4449 | 1.0113 | 0 | 0.33975
2018-04-21 | 6 | 22 | Winter: Off-Peak |  | 36 | heating | 0.35894 | 0.94265 | 0.98855 | 0.33448 | 3.2767 | 3.7395 | 2.7263 | 0.402 | 0 | 1.2427 | 1.0113 | 0 | 0.33448
2018-04-21 | 6 | 23 | Winter: Off-Peak |  | 32 | heating | 0.40172 | 0.94451 | 0.98855 | 0.37508 | 3.1004 | 3.9678 | 2.4523 | 0.47421 | 0 | 1.0298 | 1.0113 | 0 | 0.37508
2018-04-22 | 7 | 0 | Winter: Off-Peak |  | 28 | heating | 0.4445 | 0.97482 | 0.93761 | 0.40627 | 3.0942 | 4.2892 | 2.2833 | 0.55056 | 0 | 0.90669 | 1.0096 | 0 | 0.40627
2018-04-22 | 7 | 1 | Winter: Off-Peak |  | 28 | heating | 0.4445 | 1.0122 | 0.93761 | 0.42187 | 3.0942 | 4.4538 | 2.2833 | 0.57169 | 0 | 0.81803 | 1.0096 | 0 | 0.42187
2018-04-22 | 7 | 2 | Winter: Off-Peak |  | 28 | heating | 0.4445 | 1.051 | 0.93761 | 0.43801 | 3.0942 | 4.6242 | 2.2833 | 0.59357 | 0 | 0.74508 | 1.0096 | 0 | 0.43801
2018-04-22 | 7 | 3 | Winter: Off-Peak |  | 27 | heating | 0.4552 | 1.0924 | 0.93761 | 0.46624 | 3.1144 | 4.9543 | 2.2875 | 0.63476 | 0 | 0.69159 | 1.0096 | 0 | 0.46624
2018-04-22 | 7 | 4 | Winter: Off-Peak |  | 27 | heating | 0.4552 | 1.1348 | 0.93761 | 0.48434 | 3.1144 | 5.1467 | 2.2875 | 0.65941 | 0 | 0.64739 | 1.0096 | 0 | 0.48434
2018-04-22 | 7 | 5 | Winter: Off-Peak |  | 27 | heating | 0.4552 | 1.1636 | 0.93761 | 0.4966 | 3.1144 | 5.277 | 2.2875 | 0.6761 | 0 | 0.7214 | 1.0096 | 0 | 0.4966
2018-04-22 | 7 | 6 | Winter: Off-Peak |  | 28 | heating | 0.4445 | 1.2084 | 0.93761 | 0.50362 | 3.0942 | 5.3169 | 2.2833 | 0.68248 | 0 | 0.87787 | 1.0096 | 0 | 0.50362
2018-04-22 | 7 | 7 | Winter: Off-Peak |  | 34 | heating | 0.38033 | 1.1637 | 0.93761 | 0.41499 | 3.1618 | 4.4769 | 2.5824 | 0.50808 | 0 | 0.97331 | 1.0096 | 0 | 0.41499
2018-04-22 | 7 | 8 | Winter: Off-Peak |  | 36 | heating | 0.35894 | 1.0942 | 0.93761 | 0.36824 | 3.2767 | 4.117 | 2.7263 | 0.44258 | 0 | 0.9494 | 1.0096 | 0 | 0.36824
2018-04-22 | 7 | 9 | Winter: Off-Peak |  | 39 | heating | 0.32685 | 1.0343 | 0.93761 | 0.31697 | 3.4954 | 3.7802 | 2.9502 | 0.37554 | 0 | 0.84085 | 1.0096 | 0 | 0.31697
2018-04-22 | 7 | 10 | Winter: Off-Peak |  | 43 | heating | 0.28407 | 0.98112 | 0.93761 | 0.26131 | 3.737 | 3.3319 | 3.2279 | 0.30253 | 0 | 0.74504 | 1.0096 | 0 | 0.26131
2018-04-22 | 7 | 11 | Winter: Off-Peak |  | 45 | heating | 0.26267 | 0.94956 | 0.93761 | 0.23386 | 3.8226 | 3.0502 | 3.3575 | 0.26626 | 0 | 0.72851 | 1.0096 | 0 | 0.23386
2018-04-22 | 7 | 12 | Winter: Off-Peak |  | 50 | heating | 0.20919 | 0.91648 | 0.93761 | 0.17976 | 4.0352 | 2.4749 | 3.6783 | 0.1972 | 0 | 0.75911 | 1.0096 | 0 | 0.17976
2018-04-22 | 7 | 13 | Winter: Off-Peak |  | 52 | heating | 0.1878 | 0.9004 | 0.93761 | 0.15855 | 4.0951 | 2.2153 | 3.8021 | 0.17077 | 0 | 0.79116 | 1.0096 | 0 | 0.15855
2018-04-22 | 7 | 14 | Winter: Off-Peak |  | 54 | heating | 0.16641 | 0.86033 | 0.93761 | 0.13424 | 4.156 | 1.9035 | 3.9259 | 0.1421 | 0 | 0.84356 | 1.0096 | 0 | 0.13424
2018-04-22 | 7 | 15 | Winter: Off-Peak |  | 54 | heating | 0.16641 | 0.85755 | 0.93761 | 0.1338 | 4.156 | 1.8973 | 3.9259 | 0.14164 | 0 | 0.96593 | 1.0096 | 0 | 0.1338
2018-04-22 | 7 | 16 | Winter: Off-Peak |  | 54 | heating | 0.16641 | 0.88345 | 0.93761 | 0.13784 | 4.156 | 1.9546 | 3.9259 | 0.14592 | 0 | 1.1649 | 1.0096 | 0 | 0.13784
2018-04-22 | 7 | 17 | Winter: Off-Peak |  | 54 | heating | 0.16641 | 0.94026 | 0.93761 | 0.14671 | 4.156 | 2.0803 | 3.9259 | 0.1553 | 0 | 1.3522 | 1.0096 | 0 | 0.14671
2018-04-22 | 7 | 18 | Winter: Off-Peak |  | 52 | heating | 0.1878 | 0.98182 | 0.93761 | 0.17288 | 4.0951 | 2.4156 | 3.8021 | 0.18621 | 0 | 1.5599 | 1.0096 | 0 | 0.17288
2018-04-22 | 7 | 19 | Winter: Off-Peak |  | 48 | heating | 0.23059 | 0.98419 | 0.93761 | 0.21278 | 3.9631 | 2.8772 | 3.5525 | 0.23737 | 0 | 1.6764 | 1.0096 | 0 | 0.21278
2018-04-22 | 7 | 20 | Winter: Off-Peak |  | 46 | heating | 0.25198 | 0.97072 | 0.93761 | 0.22934 | 3.8708 | 3.0289 | 3.4229 | 0.25935 | 0 | 1.5244 | 1.0096 | 0 | 0.22934
2018-04-22 | 7 | 21 | Winter: Off-Peak |  | 46 | heating | 0.25198 | 0.95751 | 0.93761 | 0.22622 | 3.8708 | 2.9877 | 3.4229 | 0.25582 | 0 | 1.4449 | 1.0096 | 0 | 0.22622
2018-04-22 | 7 | 22 | Winter: Off-Peak |  | 46 | heating | 0.25198 | 0.94265 | 0.93761 | 0.22271 | 3.8708 | 2.9414 | 3.4229 | 0.25185 | 0 | 1.2427 | 1.0096 | 0 | 0.22271
2018-04-22 | 7 | 23 | Winter: Off-Peak |  | 45 | heating | 0.26267 | 0.94451 | 0.93761 | 0.23262 | 3.8226 | 3.0339 | 3.3575 | 0.26484 | 0 | 1.0298 | 1.0096 | 0 | 0.23262
2018-04-23 | 1 | 0 | Winter: Off-Peak |  | 45 | heating | 0.26267 | 0.97482 | 1.0177 | 0.2606 | 3.8226 | 3.3989 | 3.3575 | 0.29669 | 0 | 0.90669 | 0.9441 | 0 | 0.2606
2018-04-23 | 1 | 1 | Winter: Off-Peak |  | 45 | heating | 0.26267 | 1.0122 | 1.0177 | 0.2706 | 3.8226 | 3.5293 | 3.3575 | 0.30809 | 0 | 0.81803 | 0.9441 | 0 | 0.2706
2018-04-23 | 1 | 2 | Winter: Off-Peak |  | 43 | heating | 0.28407 | 1.051 | 1.0177 | 0.30384 | 3.737 | 3.8741 | 3.2279 | 0.35176 | 0 | 0.74508 | 0.9441 | 0 | 0.30384
2018-04-23 | 1 | 3 | Winter: Off-Peak |  | 41 | heating | 0.30546 | 1.0924 | 1.0177 | 0.3396 | 3.629 | 4.205 | 3.0928 | 0.39848 | 0 | 0.69159 | 0.9441 | 0 | 0.3396
2018-04-23 | 1 | 4 | Winter: Off-Peak |  | 37 | heating | 0.34824 | 1.1348 | 1.0177 | 0.4022 | 3.3551 | 4.6042 | 2.8034 | 0.48135 | 0 | 0.64739 | 0.9441 | 0 | 0.4022
2018-04-23 | 1 | 5 | Winter: Off-Peak |  | 36 | heating | 0.35894 | 1.1636 | 1.0177 | 0.42505 | 3.2767 | 4.7521 | 2.7263 | 0.51085 | 0 | 0.7214 | 0.9441 | 0 | 0.42505
2018-04-23 | 1 | 6 | Winter: Off-Peak |  | 36 | heating | 0.35894 | 1.2084 | 1.0177 | 0.44142 | 3.2767 | 4.9352 | 2.7263 | 0.53054 | 0 | 0.87787 | 0.9441 | 0 | 0.44142
2018-04-23 | 1 | 7 | Winter: On-Peak |  | 34 | heating | 0.38033 | 1.1637 | 1.0177 | 0.45045 | 3.1618 | 4.8594 | 2.5824 | 0.5515 | 0 | 0.97331 | 0.9441 | 0 | 0.45045
2018-04-23 | 1 | 8 | Winter: On-Peak |  | 36 | heating | 0.35894 | 1.0942 | 1.0177 | 0.39971 | 3.2767 | 4.4688 | 2.7263 | 0.4804 | 0 | 0.9494 | 0.9441 | 0 | 0.39971
2018-04-23 | 1 | 9 | Winter: On-Peak |  | 36 | heating | 0.35894 | 1.0343 | 1.0177 | 0.37783 | 3.2767 | 4.2242 | 2.7263 | 0.45411 | 0 | 0.84085 | 0.9441 | 0 | 0.37783
2018-04-23 | 1 | 10 | Winter: On-Peak |  | 37 | heating | 0.34824 | 0.98112 | 1.0177 | 0.34772 | 3.3551 | 3.9806 | 2.8034 | 0.41615 | 0 | 0.74504 | 0.9441 | 0 | 0.34772
2018-04-23 | 1 | 11 | Winter: On-Peak |  | 37 | heating | 0.34824 | 0.94956 | 1.0177 | 0.33654 | 3.3551 | 3.8525 | 2.8034 | 0.40276 | 0 | 0.72851 | 0.9441 | 0 | 0.33654
2018-04-23 | 1 | 12 | Winter: On-Peak |  | 39 | heating | 0.32685 | 0.91648 | 1.0177 | 0.30486 | 3.4954 | 3.6358 | 2.9502 | 0.3612 | 0 | 0.75911 | 0.9441 | 0 | 0.30486
2018-04-23 | 1 | 13 | Winter: On-Peak |  | 41 | heating | 0.30546 | 0.9004 | 1.0177 | 0.27991 | 3.629 | 3.4659 | 3.0928 | 0.32844 | 0 | 0.79116 | 0.9441 | 0 | 0.27991
2018-04-23 | 1 | 14 | Winter: On-Peak |  | 41 | heating | 0.30546 | 0.86033 | 1.0177 | 0.26745 | 3.629 | 3.3116 | 3.0928 | 0.31383 | 0 | 0.84356 | 0.9441 | 0 | 0.26745
2018-04-23 | 1 | 15 | Winter: On-Peak |  | 43 | heating | 0.28407 | 0.85755 | 1.0177 | 0.24792 | 3.737 | 3.1611 | 3.2279 | 0.28702 | 0 | 0.96593 | 0.9441 | 0 | 0.24792
2018-04-23 | 1 | 16 | Winter: On-Peak |  | 43 | heating | 0.28407 | 0.88345 | 1.0177 | 0.25541 | 3.737 | 3.2566 | 3.2279 | 0.29569 | 0 | 1.1649 | 0.9441 | 0 | 0.25541
2018-04-23 | 1 | 17 | Winter: On-Peak |  | 45 | heating | 0.26267 | 0.94026 | 1.0177 | 0.25136 | 3.8226 | 3.2784 | 3.3575 | 0.28618 | 0 | 1.3522 | 0.9441 | 0 | 0.25136
2018-04-23 | 1 | 18 | Winter: On-Peak |  | 45 | heating | 0.26267 | 0.98182 | 1.0177 | 0.26247 | 3.8226 | 3.4233 | 3.3575 | 0.29883 | 0 | 1.5599 | 0.9441 | 0 | 0.26247
2018-04-23 | 1 | 19 | Winter: On-Peak |  | 45 | heating | 0.26267 | 0.98419 | 1.0177 | 0.2631 | 3.8226 | 3.4315 | 3.3575 | 0.29955 | 0 | 1.6764 | 0.9441 | 0 | 0.2631
2018-04-23 | 1 | 20 | Winter: On-Peak |  | 45 | heating | 0.26267 | 0.97072 | 1.0177 | 0.2595 | 3.8226 | 3.3846 | 3.3575 | 0.29545 | 0 | 1.5244 | 0.9441 | 0 | 0.2595
2018-04-23 | 1 | 21 | Winter: On-Peak |  | 46 | heating | 0.25198 | 0.95751 | 1.0177 | 0.24555 | 3.8708 | 3.243 | 3.4229 | 0.27768 | 0 | 1.4449 | 0.9441 | 0 | 0.24555
2018-04-23 | 1 | 22 | Winter: On-Peak |  | 46 | heating | 0.25198 | 0.94265 | 1.0177 | 0.24174 | 3.8708 | 3.1927 | 3.4229 | 0.27338 | 0 | 1.2427 | 0.9441 | 0 | 0.24174
2018-04-23 | 1 | 23 | Winter: Off-Peak |  | 45 | heating | 0.26267 | 0.94451 | 1.0177 | 0.25249 | 3.8226 | 3.2932 | 3.3575 | 0.28747 | 0 | 1.0298 | 0.9441 | 0 | 0.25249
2018-04-24 | 2 | 0 | Winter: Off-Peak |  | 46 | Neither | 0 | 0.97482 | 1.02 | 0 | 3.8708 | 0 | 3.4229 | 0 | 0 | 0.90669 | 0.83669 | 0 | 0
2018-04-24 | 2 | 1 | Winter: Off-Peak |  | 46 | Neither | 0 | 1.0122 | 1.02 | 0 | 3.8708 | 0 | 3.4229 | 0 | 0 | 0.81803 | 0.83669 | 0 | 0
2018-04-24 | 2 | 2 | Winter: Off-Peak |  | 48 | Neither | 0 | 1.051 | 1.02 | 0 | 3.9631 | 0 | 3.5525 | 0 | 0 | 0.74508 | 0.83669 | 0 | 0
2018-04-24 | 2 | 3 | Winter: Off-Peak |  | 52 | Neither | 0 | 1.0924 | 1.02 | 0 | 4.0951 | 0 | 3.8021 | 0 | 0 | 0.69159 | 0.83669 | 0 | 0
2018-04-24 | 2 | 4 | Winter: Off-Peak |  | 52 | Neither | 0 | 1.1348 | 1.02 | 0 | 4.0951 | 0 | 3.8021 | 0 | 0 | 0.64739 | 0.83669 | 0 | 0
2018-04-24 | 2 | 5 | Winter: Off-Peak |  | 48 | Neither | 0 | 1.1636 | 1.02 | 0 | 3.9631 | 0 | 3.5525 | 0 | 0 | 0.7214 | 0.83669 | 0 | 0
2018-04-24 | 2 | 6 | Winter: Off-Peak |  | 54 | Neither | 0 | 1.2084 | 1.02 | 0 | 4.156 | 0 | 3.9259 | 0 | 0 | 0.87787 | 0.83669 | 0 | 0
2018-04-24 | 2 | 7 | Winter: On-Peak |  | 55 | Neither | 0 | 1.1637 | 1.02 | 0 | 4.1851 | 0 | 3.9877 | 0 | 0 | 0.97331 | 0.83669 | 0 | 0
2018-04-24 | 2 | 8 | Winter: On-Peak |  | 55 | Neither | 0 | 1.0942 | 1.02 | 0 | 4.1851 | 0 | 3.9877 | 0 | 0 | 0.9494 | 0.83669 | 0 | 0
2018-04-24 | 2 | 9 | Winter: On-Peak |  | 57 | Neither | 0 | 1.0343 | 1.02 | 0 | 4.2531 | 0 | 4.112 | 0 | 0 | 0.84085 | 0.83669 | 0 | 0
2018-04-24 | 2 | 10 | Winter: On-Peak |  | 57 | Neither | 0 | 0.98112 | 1.02 | 0 | 4.2531 | 0 | 4.112 | 0 | 0 | 0.74504 | 0.83669 | 0 | 0
2018-04-24 | 2 | 11 | Winter: On-Peak |  | 55 | Neither | 0 | 0.94956 | 1.02 | 0 | 4.1851 | 0 | 3.9877 | 0 | 0 | 0.72851 | 0.83669 | 0 | 0
2018-04-24 | 2 | 12 | Winter: On-Peak |  | 54 | Neither | 0 | 0.91648 | 1.02 | 0 | 4.156 | 0 | 3.9259 | 0 | 0 | 0.75911 | 0.83669 | 0 | 0
2018-04-24 | 2 | 13 | Winter: On-Peak |  | 57 | Neither | 0 | 0.9004 | 1.02 | 0 | 4.2531 | 0 | 4.112 | 0 | 0 | 0.79116 | 0.83669 | 0 | 0
2018-04-24 | 2 | 14 | Winter: On-Peak |  | 57 | Neither | 0 | 0.86033 | 1.02 | 0 | 4.2531 | 0 | 4.112 | 0 | 0 | 0.84356 | 0.83669 | 0 | 0
2018-04-24 | 2 | 15 | Winter: On-Peak |  | 57 | Neither | 0 | 0.85755 | 1.02 | 0 | 4.2531 | 0 | 4.112 | 0 | 0 | 0.96593 | 0.83669 | 0 | 0
2018-04-24 | 2 | 16 | Winter: On-Peak |  | 57 | Neither | 0 | 0.88345 | 1.02 | 0 | 4.2531 | 0 | 4.112 | 0 | 0 | 1.1649 | 0.83669 | 0 | 0
2018-04-24 | 2 | 17 | Winter: On-Peak |  | 57 | Neither | 0 | 0.94026 | 1.02 | 0 | 4.2531 | 0 | 4.112 | 0 | 0 | 1.3522 | 0.83669 | 0 | 0
2018-04-24 | 2 | 18 | Winter: On-Peak |  | 57 | Neither | 0 | 0.98182 | 1.02 | 0 | 4.2531 | 0 | 4.112 | 0 | 0 | 1.5599 | 0.83669 | 0 | 0
2018-04-24 | 2 | 19 | Winter: On-Peak |  | 55 | Neither | 0 | 0.98419 | 1.02 | 0 | 4.1851 | 0 | 3.9877 | 0 | 0 | 1.6764 | 0.83669 | 0 | 0
2018-04-24 | 2 | 20 | Winter: On-Peak |  | 54 | Neither | 0 | 0.97072 | 1.02 | 0 | 4.156 | 0 | 3.9259 | 0 | 0 | 1.5244 | 0.83669 | 0 | 0
2018-04-24 | 2 | 21 | Winter: On-Peak |  | 52 | Neither | 0 | 0.95751 | 1.02 | 0 | 4.0951 | 0 | 3.8021 | 0 | 0 | 1.4449 | 0.83669 | 0 | 0
2018-04-24 | 2 | 22 | Winter: On-Peak |  | 48 | Neither | 0 | 0.94265 | 1.02 | 0 | 3.9631 | 0 | 3.5525 | 0 | 0 | 1.2427 | 0.83669 | 0 | 0
2018-04-24 | 2 | 23 | Winter: Off-Peak |  | 46 | Neither | 0 | 0.94451 | 1.02 | 0 | 3.8708 | 0 | 3.4229 | 0 | 0 | 1.0298 | 0.83669 | 0 | 0
2018-04-25 | 3 | 0 | Winter: Off-Peak |  | 45 | heating | 0.26267 | 0.97482 | 1.0263 | 0.26279 | 3.8226 | 3.4275 | 3.3575 | 0.29919 | 0 | 0.90669 | 0.94211 | 0 | 0.26279
2018-04-25 | 3 | 1 | Winter: Off-Peak |  | 43 | heating | 0.28407 | 1.0122 | 1.0263 | 0.29511 | 3.737 | 3.7628 | 3.2279 | 0.34165 | 0 | 0.81803 | 0.94211 | 0 | 0.29511
2018-04-25 | 3 | 2 | Winter: Off-Peak |  | 43 | heating | 0.28407 | 1.051 | 1.0263 | 0.3064 | 3.737 | 3.9068 | 3.2279 | 0.35472 | 0 | 0.74508 | 0.94211 | 0 | 0.3064
2018-04-25 | 3 | 3 | Winter: Off-Peak |  | 41 | heating | 0.30546 | 1.0924 | 1.0263 | 0.34246 | 3.629 | 4.2404 | 3.0928 | 0.40184 | 0 | 0.69159 | 0.94211 | 0 | 0.34246
2018-04-25 | 3 | 4 | Winter: Off-Peak |  | 41 | heating | 0.30546 | 1.1348 | 1.0263 | 0.35576 | 3.629 | 4.4051 | 3.0928 | 0.41744 | 0 | 0.64739 | 0.94211 | 0 | 0.35576
2018-04-25 | 3 | 5 | Winter: Off-Peak |  | 41 | heating | 0.30546 | 1.1636 | 1.0263 | 0.36477 | 3.629 | 4.5166 | 3.0928 | 0.42801 | 0 | 0.7214 | 0.94211 | 0 | 0.36477
2018-04-25 | 3 | 6 | Winter: Off-Peak |  | 43 | heating | 0.28407 | 1.2084 | 1.0263 | 0.35229 | 3.737 | 4.492 | 3.2279 | 0.40786 | 0 | 0.87787 | 0.94211 | 0 | 0.35229
2018-04-25 | 3 | 7 | Winter: On-Peak |  | 45 | heating | 0.26267 | 1.1637 | 1.0263 | 0.31373 | 3.8226 | 4.0918 | 3.3575 | 0.35718 | 0 | 0.97331 | 0.94211 | 0 | 0.31373
2018-04-25 | 3 | 8 | Winter: On-Peak |  | 48 | heating | 0.23059 | 1.0942 | 1.0263 | 0.25894 | 3.9631 | 3.5014 | 3.5525 | 0.28887 | 0 | 0.9494 | 0.94211 | 0 | 0.25894
2018-04-25 | 3 | 9 | Winter: On-Peak |  | 52 | heating | 0.1878 | 1.0343 | 1.0263 | 0.19935 | 4.0951 | 2.7855 | 3.8021 | 0.21472 | 0 | 0.84085 | 0.94211 | 0 | 0.19935
2018-04-25 | 3 | 10 | Winter: On-Peak |  | 55 | heating | 0.15571 | 0.98112 | 1.0263 | 0.15679 | 4.1851 | 2.239 | 3.9877 | 0.16456 | 0 | 0.74504 | 0.94211 | 0 | 0.15679
2018-04-25 | 3 | 11 | Winter: On-Peak |  | 59 | heating | 0.11293 | 0.94956 | 1.0263 | 0.11006 | 4.3182 | 1.6215 | 4.2356 | 0.1122 | 0 | 0.72851 | 0.94211 | 0 | 0.11006
2018-04-25 | 3 | 12 | Winter: On-Peak |  | 61 | heating | 0.09154 | 0.91648 | 1.0263 | 0.086101 | 4.3818 | 1.2873 | 4.3586 | 0.086561 | 0 | 0.75911 | 0.94211 | 0 | 0.086101
2018-04-25 | 3 | 13 | Winter: On-Peak |  | 61 | heating | 0.09154 | 0.9004 | 1.0263 | 0.08459 | 4.3818 | 1.2647 | 4.3586 | 0.085042 | 0 | 0.79116 | 0.94211 | 0 | 0.08459
2018-04-25 | 3 | 14 | Winter: On-Peak |  | 57 | heating | 0.13432 | 0.86033 | 1.0263 | 0.1186 | 4.2531 | 1.7211 | 4.112 | 0.12267 | 0 | 0.84356 | 0.94211 | 0 | 0.1186
2018-04-25 | 3 | 15 | Winter: On-Peak |  | 54 | heating | 0.16641 | 0.85755 | 1.0263 | 0.14646 | 4.156 | 2.0768 | 3.9259 | 0.15504 | 0 | 0.96593 | 0.94211 | 0 | 0.14646
2018-04-25 | 3 | 16 | Winter: On-Peak |  | 54 | heating | 0.16641 | 0.88345 | 1.0263 | 0.15088 | 4.156 | 2.1395 | 3.9259 | 0.15972 | 0 | 1.1649 | 0.94211 | 0 | 0.15088
2018-04-25 | 3 | 17 | Winter: On-Peak |  | 54 | heating | 0.16641 | 0.94026 | 1.0263 | 0.16058 | 4.156 | 2.2771 | 3.9259 | 0.17 | 0 | 1.3522 | 0.94211 | 0 | 0.16058
2018-04-25 | 3 | 18 | Winter: On-Peak |  | 54 | heating | 0.16641 | 0.98182 | 1.0263 | 0.16768 | 4.156 | 2.3778 | 3.9259 | 0.17751 | 0 | 1.5599 | 0.94211 | 0 | 0.16768
2018-04-25 | 3 | 19 | Winter: On-Peak |  | 52 | heating | 0.1878 | 0.98419 | 1.0263 | 0.18969 | 4.0951 | 2.6505 | 3.8021 | 0.20431 | 0 | 1.6764 | 0.94211 | 0 | 0.18969
2018-04-25 | 3 | 20 | Winter: On-Peak |  | 52 | heating | 0.1878 | 0.97072 | 1.0263 | 0.1871 | 4.0951 | 2.6142 | 3.8021 | 0.20152 | 0 | 1.5244 | 0.94211 | 0 | 0.1871
2018-04-25 | 3 | 21 | Winter: On-Peak |  | 52 | heating | 0.1878 | 0.95751 | 1.0263 | 0.18455 | 4.0951 | 2.5787 | 3.8021 | 0.19878 | 0 | 1.4449 | 0.94211 | 0 | 0.18455
2018-04-25 | 3 | 22 | Winter: On-Peak |  | 52 | heating | 0.1878 | 0.94265 | 1.0263 | 0.18169 | 4.0951 | 2.5386 | 3.8021 | 0.19569 | 0 | 1.2427 | 0.94211 | 0 | 0.18169
2018-04-25 | 3 | 23 | Winter: Off-Peak |  | 52 | heating | 0.1878 | 0.94451 | 1.0263 | 0.18205 | 4.0951 | 2.5436 | 3.8021 | 0.19608 | 0 | 1.0298 | 0.94211 | 0 | 0.18205
2018-04-26 | 4 | 0 | Winter: Off-Peak |  | 52 | Neither | 0 | 0.97482 | 1.002 | 0 | 4.0951 | 0 | 3.8021 | 0 | 0 | 0.90669 | 1.0706 | 0 | 0
2018-04-26 | 4 | 1 | Winter: Off-Peak |  | 52 | Neither | 0 | 1.0122 | 1.002 | 0 | 4.0951 | 0 | 3.8021 | 0 | 0 | 0.81803 | 1.0706 | 0 | 0
2018-04-26 | 4 | 2 | Winter: Off-Peak |  | 52 | Neither | 0 | 1.051 | 1.002 | 0 | 4.0951 | 0 | 3.8021 | 0 | 0 | 0.74508 | 1.0706 | 0 | 0
2018-04-26 | 4 | 3 | Winter: Off-Peak |  | 52 | Neither | 0 | 1.0924 | 1.002 | 0 | 4.0951 | 0 | 3.8021 | 0 | 0 | 0.69159 | 1.0706 | 0 | 0
2018-04-26 | 4 | 4 | Winter: Off-Peak |  | 52 | Neither | 0 | 1.1348 | 1.002 | 0 | 4.0951 | 0 | 3.8021 | 0 | 0 | 0.64739 | 1.0706 | 0 | 0
2018-04-26 | 4 | 5 | Winter: Off-Peak |  | 52 | Neither | 0 | 1.1636 | 1.002 | 0 | 4.0951 | 0 | 3.8021 | 0 | 0 | 0.7214 | 1.0706 | 0 | 0
2018-04-26 | 4 | 6 | Winter: Off-Peak |  | 54 | Neither | 0 | 1.2084 | 1.002 | 0 | 4.156 | 0 | 3.9259 | 0 | 0 | 0.87787 | 1.0706 | 0 | 0
2018-04-26 | 4 | 7 | Winter: On-Peak |  | 54 | Neither | 0 | 1.1637 | 1.002 | 0 | 4.156 | 0 | 3.9259 | 0 | 0 | 0.97331 | 1.0706 | 0 | 0
2018-04-26 | 4 | 8 | Winter: On-Peak |  | 54 | Neither | 0 | 1.0942 | 1.002 | 0 | 4.156 | 0 | 3.9259 | 0 | 0 | 0.9494 | 1.0706 | 0 | 0
2018-04-26 | 4 | 9 | Winter: On-Peak |  | 55 | Neither | 0 | 1.0343 | 1.002 | 0 | 4.1851 | 0 | 3.9877 | 0 | 0 | 0.84085 | 1.0706 | 0 | 0
2018-04-26 | 4 | 10 | Winter: On-Peak |  | 61 | Neither | 0 | 0.98112 | 1.002 | 0 | 4.3818 | 0 | 4.3586 | 0 | 0 | 0.74504 | 1.0706 | 0 | 0
2018-04-26 | 4 | 11 | Winter: On-Peak |  | 64 | Neither | 0 | 0.94956 | 1.002 | 0 | 4.3818 | 0 | 4.3586 | 0 | 0 | 0.72851 | 1.0706 | 0 | 0
2018-04-26 | 4 | 12 | Winter: On-Peak |  | 66 | Neither | 0 | 0.91648 | 1.002 | 0 | 4.3818 | 0 | 4.3586 | 0 | 0 | 0.75911 | 1.0706 | 0 | 0
2018-04-26 | 4 | 13 | Winter: On-Peak |  | 68 | Neither | 0 | 0.9004 | 1.002 | 0 | 4.3818 | 0 | 4.3586 | 0 | 0 | 0.79116 | 1.0706 | 0 | 0
2018-04-26 | 4 | 14 | Winter: On-Peak |  | 70 | Neither | 0 | 0.86033 | 1.002 | 0 | 4.3818 | 0 | 4.3586 | 0 | 0 | 0.84356 | 1.0706 | 0 | 0
2018-04-26 | 4 | 15 | Winter: On-Peak |  | 66 | Neither | 0 | 0.85755 | 1.002 | 0 | 4.3818 | 0 | 4.3586 | 0 | 0 | 0.96593 | 1.0706 | 0 | 0
2018-04-26 | 4 | 16 | Winter: On-Peak |  | 64 | Neither | 0 | 0.88345 | 1.002 | 0 | 4.3818 | 0 | 4.3586 | 0 | 0 | 1.1649 | 1.0706 | 0 | 0
2018-04-26 | 4 | 17 | Winter: On-Peak |  | 64 | Neither | 0 | 0.94026 | 1.002 | 0 | 4.3818 | 0 | 4.3586 | 0 | 0 | 1.3522 | 1.0706 | 0 | 0
2018-04-26 | 4 | 18 | Winter: On-Peak |  | 61 | Neither | 0 | 0.98182 | 1.002 | 0 | 4.3818 | 0 | 4.3586 | 0 | 0 | 1.5599 | 1.0706 | 0 | 0
2018-04-26 | 4 | 19 | Winter: On-Peak |  | 59 | Neither | 0 | 0.98419 | 1.002 | 0 | 4.3182 | 0 | 4.2356 | 0 | 0 | 1.6764 | 1.0706 | 0 | 0
2018-04-26 | 4 | 20 | Winter: On-Peak |  | 57 | Neither | 0 | 0.97072 | 1.002 | 0 | 4.2531 | 0 | 4.112 | 0 | 0 | 1.5244 | 1.0706 | 0 | 0
2018-04-26 | 4 | 21 | Winter: On-Peak |  | 57 | Neither | 0 | 0.95751 | 1.002 | 0 | 4.2531 | 0 | 4.112 | 0 | 0 | 1.4449 | 1.0706 | 0 | 0
2018-04-26 | 4 | 22 | Winter: On-Peak |  | 57 | Neither | 0 | 0.94265 | 1.002 | 0 | 4.2531 | 0 | 4.112 | 0 | 0 | 1.2427 | 1.0706 | 0 | 0
2018-04-26 | 4 | 23 | Winter: Off-Peak |  | 57 | Neither | 0 | 0.94451 | 1.002 | 0 | 4.2531 | 0 | 4.112 | 0 | 0 | 1.0298 | 1.0706 | 0 | 0
2018-04-27 | 5 | 0 | Winter: Off-Peak |  | 59 | Cooling | 0 | 0.97482 | 1.0078 | 0 | 4.3182 | 0 | 4.2356 | 0 | 0.025 | 0.90669 | 1.1856 | 0.026875 | 0.026875
2018-04-27 | 5 | 1 | Winter: Off-Peak |  | 57 | Cooling | 0 | 1.0122 | 1.0078 | 0 | 4.2531 | 0 | 4.112 | 0 | 0.025 | 0.81803 | 1.1856 | 0.024247 | 0.024247
2018-04-27 | 5 | 2 | Winter: Off-Peak |  | 57 | Cooling | 0 | 1.051 | 1.0078 | 0 | 4.2531 | 0 | 4.112 | 0 | 0.025 | 0.74508 | 1.1856 | 0.022085 | 0.022085
2018-04-27 | 5 | 3 | Winter: Off-Peak |  | 57 | Cooling | 0 | 1.0924 | 1.0078 | 0 | 4.2531 | 0 | 4.112 | 0 | 0.025 | 0.69159 | 1.1856 | 0.020499 | 0.020499
2018-04-27 | 5 | 4 | Winter: Off-Peak |  | 57 | Cooling | 0 | 1.1348 | 1.0078 | 0 | 4.2531 | 0 | 4.112 | 0 | 0.025 | 0.64739 | 1.1856 | 0.019189 | 0.019189
2018-04-27 | 5 | 5 | Winter: Off-Peak |  | 55 | Cooling | 0 | 1.1636 | 1.0078 | 0 | 4.1851 | 0 | 3.9877 | 0 | 0.025 | 0.7214 | 1.1856 | 0.021383 | 0.021383
2018-04-27 | 5 | 6 | Winter: Off-Peak |  | 57 | Cooling | 0 | 1.2084 | 1.0078 | 0 | 4.2531 | 0 | 4.112 | 0 | 0.025 | 0.87787 | 1.1856 | 0.026021 | 0.026021
2018-04-27 | 5 | 7 | Winter: On-Peak |  | 61 | Cooling | 0 | 1.1637 | 1.0078 | 0 | 4.3818 | 0 | 4.3586 | 0 | 0.045165 | 0.97331 | 1.1856 | 0.052119 | 0.052119
2018-04-27 | 5 | 8 | Winter: On-Peak |  | 64 | Cooling | 0 | 1.0942 | 1.0078 | 0 | 4.3818 | 0 | 4.3586 | 0 | 0.038036 | 0.9494 | 1.1856 | 0.042815 | 0.042815
2018-04-27 | 5 | 9 | Winter: On-Peak |  | 72 | Cooling | 0 | 1.0343 | 1.0078 | 0 | #N/A | 0 | #N/A | 0 | 0.046446 | 0.84085 | 1.1856 | 0.046303 | 0.046303
2018-04-27 | 5 | 10 | Winter: On-Peak |  | 73 | Cooling | 0 | 0.98112 | 1.0078 | 0 | #N/A | 0 | #N/A | 0 | 0.050301 | 0.74504 | 1.1856 | 0.044433 | 0.044433
2018-04-27 | 5 | 11 | Winter: On-Peak |  | 79 | Cooling | 0 | 0.94956 | 1.0078 | 0 | #N/A | 0 | #N/A | 0 | 0.086518 | 0.72851 | 1.1856 | 0.074729 | 0.074729
2018-04-27 | 5 | 12 | Winter: On-Peak |  | 81 | Cooling | 0 | 0.91648 | 1.0078 | 0 | #N/A | 0 | #N/A | 0 | 0.10358 | 0.75911 | 1.1856 | 0.09322 | 0.09322
2018-04-27 | 5 | 13 | Winter: On-Peak |  | 79 | Cooling | 0 | 0.9004 | 1.0078 | 0 | #N/A | 0 | #N/A | 0 | 0.086518 | 0.79116 | 1.1856 | 0.081155 | 0.081155
2018-04-27 | 5 | 14 | Winter: On-Peak |  | 79 | Cooling | 0 | 0.86033 | 1.0078 | 0 | #N/A | 0 | #N/A | 0 | 0.086518 | 0.84356 | 1.1856 | 0.08653 | 0.08653
2018-04-27 | 5 | 15 | Winter: On-Peak |  | 79 | Cooling | 0 | 0.85755 | 1.0078 | 0 | #N/A | 0 | #N/A | 0 | 0.086518 | 0.96593 | 1.1856 | 0.099083 | 0.099083
2018-04-27 | 5 | 16 | Winter: On-Peak |  | 77 | Cooling | 0 | 0.88345 | 1.0078 | 0 | #N/A | 0 | #N/A | 0 | 0.071953 | 1.1649 | 1.1856 | 0.09938 | 0.09938
2018-04-27 | 5 | 17 | Winter: On-Peak |  | 75 | Cooling | 0 | 0.94026 | 1.0078 | 0 | #N/A | 0 | #N/A | 0 | 0.059881 | 1.3522 | 1.1856 | 0.095998 | 0.095998
2018-04-27 | 5 | 18 | Winter: On-Peak |  | 73 | Cooling | 0 | 0.98182 | 1.0078 | 0 | #N/A | 0 | #N/A | 0 | 0.050301 | 1.5599 | 1.1856 | 0.093029 | 0.093029
2018-04-27 | 5 | 19 | Winter: On-Peak |  | 72 | Cooling | 0 | 0.98419 | 1.0078 | 0 | #N/A | 0 | #N/A | 0 | 0.046446 | 1.6764 | 1.1856 | 0.092316 | 0.092316
2018-04-27 | 5 | 20 | Winter: On-Peak |  | 70 | Cooling | 0 | 0.97072 | 1.0078 | 0 | 4.3818 | 0 | 4.3586 | 0 | 0.040605 | 1.5244 | 1.1856 | 0.073386 | 0.073386
2018-04-27 | 5 | 21 | Winter: On-Peak |  | 70 | Cooling | 0 | 0.95751 | 1.0078 | 0 | 4.3818 | 0 | 4.3586 | 0 | 0.040605 | 1.4449 | 1.1856 | 0.069558 | 0.069558
2018-04-27 | 5 | 22 | Winter: On-Peak |  | 70 | Cooling | 0 | 0.94265 | 1.0078 | 0 | 4.3818 | 0 | 4.3586 | 0 | 0.040605 | 1.2427 | 1.1856 | 0.059827 | 0.059827
2018-04-27 | 5 | 23 | Winter: Off-Peak |  | 68 | Cooling | 0 | 0.94451 | 1.0078 | 0 | 4.3818 | 0 | 4.3586 | 0 | 0.037256 | 1.0298 | 1.1856 | 0.045486 | 0.045486
2018-04-28 | 6 | 0 | Winter: Off-Peak |  | 64 | Cooling | 0 | 0.97482 | 0.98855 | 0 | 4.3818 | 0 | 4.3586 | 0 | 0.038036 | 0.90669 | 1.0113 | 0.034877 | 0.034877
2018-04-28 | 6 | 1 | Winter: Off-Peak |  | 63 | Cooling | 0 | 1.0122 | 0.98855 | 0 | 4.3818 | 0 | 4.3586 | 0 | 0.039789 | 0.81803 | 1.0113 | 0.032917 | 0.032917
2018-04-28 | 6 | 2 | Winter: Off-Peak |  | 64 | Cooling | 0 | 1.051 | 0.98855 | 0 | 4.3818 | 0 | 4.3586 | 0 | 0.038036 | 0.74508 | 1.0113 | 0.02866 | 0.02866
2018-04-28 | 6 | 3 | Winter: Off-Peak |  | 66 | Cooling | 0 | 1.0924 | 0.98855 | 0 | 4.3818 | 0 | 4.3586 | 0 | 0.0364 | 0.69159 | 1.0113 | 0.025458 | 0.025458
2018-04-28 | 6 | 4 | Winter: Off-Peak |  | 66 | Cooling | 0 | 1.1348 | 0.98855 | 0 | 4.3818 | 0 | 4.3586 | 0 | 0.0364 | 0.64739 | 1.0113 | 0.023831 | 0.023831
2018-04-28 | 6 | 5 | Winter: Off-Peak |  | 66 | Cooling | 0 | 1.1636 | 0.98855 | 0 | 4.3818 | 0 | 4.3586 | 0 | 0.0364 | 0.7214 | 1.0113 | 0.026555 | 0.026555
2018-04-28 | 6 | 6 | Winter: Off-Peak |  | 66 | Cooling | 0 | 1.2084 | 0.98855 | 0 | 4.3818 | 0 | 4.3586 | 0 | 0.0364 | 0.87787 | 1.0113 | 0.032315 | 0.032315
2018-04-28 | 6 | 7 | Winter: Off-Peak |  | 68 | Cooling | 0 | 1.1637 | 0.98855 | 0 | 4.3818 | 0 | 4.3586 | 0 | 0.037256 | 0.97331 | 1.0113 | 0.036671 | 0.036671
2018-04-28 | 6 | 8 | Winter: Off-Peak |  | 64 | Cooling | 0 | 1.0942 | 0.98855 | 0 | 4.3818 | 0 | 4.3586 | 0 | 0.038036 | 0.9494 | 1.0113 | 0.036519 | 0.036519
2018-04-28 | 6 | 9 | Winter: Off-Peak |  | 66 | Cooling | 0 | 1.0343 | 0.98855 | 0 | 4.3818 | 0 | 4.3586 | 0 | 0.0364 | 0.84085 | 1.0113 | 0.030952 | 0.030952
2018-04-28 | 6 | 10 | Winter: Off-Peak |  | 66 | Cooling | 0 | 0.98112 | 0.98855 | 0 | 4.3818 | 0 | 4.3586 | 0 | 0.0364 | 0.74504 | 1.0113 | 0.027426 | 0.027426
2018-04-28 | 6 | 11 | Winter: Off-Peak |  | 66 | Cooling | 0 | 0.94956 | 0.98855 | 0 | 4.3818 | 0 | 4.3586 | 0 | 0.0364 | 0.72851 | 1.0113 | 0.026817 | 0.026817
2018-04-28 | 6 | 12 | Winter: Off-Peak |  | 68 | Cooling | 0 | 0.91648 | 0.98855 | 0 | 4.3818 | 0 | 4.3586 | 0 | 0.037256 | 0.75911 | 1.0113 | 0.028601 | 0.028601
2018-04-28 | 6 | 13 | Winter: Off-Peak |  | 68 | Cooling | 0 | 0.9004 | 0.98855 | 0 | 4.3818 | 0 | 4.3586 | 0 | 0.037256 | 0.79116 | 1.0113 | 0.029808 | 0.029808
2018-04-28 | 6 | 14 | Winter: Off-Peak |  | 66 | Cooling | 0 | 0.86033 | 0.98855 | 0 | 4.3818 | 0 | 4.3586 | 0 | 0.0364 | 0.84356 | 1.0113 | 0.031052 | 0.031052
2018-04-28 | 6 | 15 | Winter: Off-Peak |  | 70 | Cooling | 0 | 0.85755 | 0.98855 | 0 | 4.3818 | 0 | 4.3586 | 0 | 0.040605 | 0.96593 | 1.0113 | 0.039664 | 0.039664
2018-04-28 | 6 | 16 | Winter: Off-Peak |  | 70 | Cooling | 0 | 0.88345 | 0.98855 | 0 | 4.3818 | 0 | 4.3586 | 0 | 0.040605 | 1.1649 | 1.0113 | 0.047836 | 0.047836
2018-04-28 | 6 | 17 | Winter: Off-Peak |  | 70 | Cooling | 0 | 0.94026 | 0.98855 | 0 | 4.3818 | 0 | 4.3586 | 0 | 0.040605 | 1.3522 | 1.0113 | 0.055523 | 0.055523
2018-04-28 | 6 | 18 | Winter: Off-Peak |  | 66 | Cooling | 0 | 0.98182 | 0.98855 | 0 | 4.3818 | 0 | 4.3586 | 0 | 0.0364 | 1.5599 | 1.0113 | 0.057421 | 0.057421
2018-04-28 | 6 | 19 | Winter: Off-Peak |  | 66 | Cooling | 0 | 0.98419 | 0.98855 | 0 | 4.3818 | 0 | 4.3586 | 0 | 0.0364 | 1.6764 | 1.0113 | 0.061711 | 0.061711
2018-04-28 | 6 | 20 | Winter: Off-Peak |  | 64 | Cooling | 0 | 0.97072 | 0.98855 | 0 | 4.3818 | 0 | 4.3586 | 0 | 0.038036 | 1.5244 | 1.0113 | 0.058636 | 0.058636
2018-04-28 | 6 | 21 | Winter: Off-Peak |  | 57 | Cooling | 0 | 0.95751 | 0.98855 | 0 | 4.2531 | 0 | 4.112 | 0 | 0.025 | 1.4449 | 1.0113 | 0.036529 | 0.036529
2018-04-28 | 6 | 22 | Winter: Off-Peak |  | 55 | Cooling | 0 | 0.94265 | 0.98855 | 0 | 4.1851 | 0 | 3.9877 | 0 | 0.025 | 1.2427 | 1.0113 | 0.031419 | 0.031419
2018-04-28 | 6 | 23 | Winter: Off-Peak |  | 52 | Cooling | 0 | 0.94451 | 0.98855 | 0 | 4.0951 | 0 | 3.8021 | 0 | 0.025 | 1.0298 | 1.0113 | 0.026034 | 0.026034
2018-04-29 | 7 | 0 | Winter: Off-Peak |  | 48 | heating | 0.23059 | 0.97482 | 0.93761 | 0.21075 | 3.9631 | 2.8498 | 3.5525 | 0.23511 | 0 | 0.90669 | 1.0096 | 0 | 0.21075
2018-04-29 | 7 | 1 | Winter: Off-Peak |  | 45 | heating | 0.26267 | 1.0122 | 0.93761 | 0.2493 | 3.8226 | 3.2515 | 3.3575 | 0.28383 | 0 | 0.81803 | 1.0096 | 0 | 0.2493
2018-04-29 | 7 | 2 | Winter: Off-Peak |  | 43 | heating | 0.28407 | 1.051 | 0.93761 | 0.27992 | 3.737 | 3.5692 | 3.2279 | 0.32407 | 0 | 0.74508 | 1.0096 | 0 | 0.27992
2018-04-29 | 7 | 3 | Winter: Off-Peak |  | 43 | heating | 0.28407 | 1.0924 | 0.93761 | 0.29095 | 3.737 | 3.7099 | 3.2279 | 0.33684 | 0 | 0.69159 | 1.0096 | 0 | 0.29095
2018-04-29 | 7 | 4 | Winter: Off-Peak |  | 43 | heating | 0.28407 | 1.1348 | 0.93761 | 0.30225 | 3.737 | 3.8539 | 3.2279 | 0.34993 | 0 | 0.64739 | 1.0096 | 0 | 0.30225
2018-04-29 | 7 | 5 | Winter: Off-Peak |  | 41 | heating | 0.30546 | 1.1636 | 0.93761 | 0.33324 | 3.629 | 4.1263 | 3.0928 | 0.39102 | 0 | 0.7214 | 1.0096 | 0 | 0.33324
2018-04-29 | 7 | 6 | Winter: Off-Peak |  | 43 | heating | 0.28407 | 1.2084 | 0.93761 | 0.32185 | 3.737 | 4.1038 | 3.2279 | 0.37261 | 0 | 0.87787 | 1.0096 | 0 | 0.32185
2018-04-29 | 7 | 7 | Winter: Off-Peak |  | 50 | heating | 0.20919 | 1.1637 | 0.93761 | 0.22826 | 4.0352 | 3.1427 | 3.6783 | 0.2504 | 0 | 0.97331 | 1.0096 | 0 | 0.22826
2018-04-29 | 7 | 8 | Winter: Off-Peak |  | 54 | heating | 0.16641 | 1.0942 | 0.93761 | 0.17072 | 4.156 | 2.4209 | 3.9259 | 0.18073 | 0 | 0.9494 | 1.0096 | 0 | 0.17072
2018-04-29 | 7 | 9 | Winter: Off-Peak |  | 55 | heating | 0.15571 | 1.0343 | 0.93761 | 0.15101 | 4.1851 | 2.1563 | 3.9877 | 0.15848 | 0 | 0.84085 | 1.0096 | 0 | 0.15101
2018-04-29 | 7 | 10 | Winter: Off-Peak |  | 59 | heating | 0.11293 | 0.98112 | 0.93761 | 0.10389 | 4.3182 | 1.5306 | 4.2356 | 0.10591 | 0 | 0.74504 | 1.0096 | 0 | 0.10389
2018-04-29 | 7 | 11 | Winter: Off-Peak |  | 59 | heating | 0.11293 | 0.94956 | 0.93761 | 0.10054 | 4.3182 | 1.4814 | 4.2356 | 0.10251 | 0 | 0.72851 | 1.0096 | 0 | 0.10054
2018-04-29 | 7 | 12 | Winter: Off-Peak |  | 57 | heating | 0.13432 | 0.91648 | 0.93761 | 0.11542 | 4.2531 | 1.675 | 4.112 | 0.11939 | 0 | 0.75911 | 1.0096 | 0 | 0.11542
2018-04-29 | 7 | 13 | Winter: Off-Peak |  | 57 | heating | 0.13432 | 0.9004 | 0.93761 | 0.1134 | 4.2531 | 1.6456 | 4.112 | 0.11729 | 0 | 0.79116 | 1.0096 | 0 | 0.1134
2018-04-29 | 7 | 14 | Winter: Off-Peak |  | 54 | heating | 0.16641 | 0.86033 | 0.93761 | 0.13424 | 4.156 | 1.9035 | 3.9259 | 0.1421 | 0 | 0.84356 | 1.0096 | 0 | 0.13424
2018-04-29 | 7 | 15 | Winter: Off-Peak |  | 54 | heating | 0.16641 | 0.85755 | 0.93761 | 0.1338 | 4.156 | 1.8973 | 3.9259 | 0.14164 | 0 | 0.96593 | 1.0096 | 0 | 0.1338
2018-04-29 | 7 | 16 | Winter: Off-Peak |  | 54 | heating | 0.16641 | 0.88345 | 0.93761 | 0.13784 | 4.156 | 1.9546 | 3.9259 | 0.14592 | 0 | 1.1649 | 1.0096 | 0 | 0.13784
2018-04-29 | 7 | 17 | Winter: Off-Peak |  | 54 | heating | 0.16641 | 0.94026 | 0.93761 | 0.14671 | 4.156 | 2.0803 | 3.9259 | 0.1553 | 0 | 1.3522 | 1.0096 | 0 | 0.14671
2018-04-29 | 7 | 18 | Winter: Off-Peak |  | 52 | heating | 0.1878 | 0.98182 | 0.93761 | 0.17288 | 4.0951 | 2.4156 | 3.8021 | 0.18621 | 0 | 1.5599 | 1.0096 | 0 | 0.17288
2018-04-29 | 7 | 19 | Winter: Off-Peak |  | 52 | heating | 0.1878 | 0.98419 | 0.93761 | 0.1733 | 4.0951 | 2.4214 | 3.8021 | 0.18666 | 0 | 1.6764 | 1.0096 | 0 | 0.1733
2018-04-29 | 7 | 20 | Winter: Off-Peak |  | 52 | heating | 0.1878 | 0.97072 | 0.93761 | 0.17093 | 4.0951 | 2.3883 | 3.8021 | 0.1841 | 0 | 1.5244 | 1.0096 | 0 | 0.17093
2018-04-29 | 7 | 21 | Winter: Off-Peak |  | 48 | heating | 0.23059 | 0.95751 | 0.93761 | 0.20701 | 3.9631 | 2.7992 | 3.5525 | 0.23094 | 0 | 1.4449 | 1.0096 | 0 | 0.20701
2018-04-29 | 7 | 22 | Winter: Off-Peak |  | 48 | heating | 0.23059 | 0.94265 | 0.93761 | 0.2038 | 3.9631 | 2.7558 | 3.5525 | 0.22736 | 0 | 1.2427 | 1.0096 | 0 | 0.2038
2018-04-29 | 7 | 23 | Winter: Off-Peak |  | 48 | heating | 0.23059 | 0.94451 | 0.93761 | 0.2042 | 3.9631 | 2.7612 | 3.5525 | 0.2278 | 0 | 1.0298 | 1.0096 | 0 | 0.2042
2018-04-30 | 1 | 0 | Winter: Off-Peak |  | 48 | heating | 0.23059 | 0.97482 | 1.0177 | 0.22876 | 3.9631 | 3.0933 | 3.5525 | 0.2552 | 0 | 0.90669 | 0.9441 | 0 | 0.22876
2018-04-30 | 1 | 1 | Winter: Off-Peak |  | 46 | heating | 0.25198 | 1.0122 | 1.0177 | 0.25958 | 3.8708 | 3.4284 | 3.4229 | 0.29356 | 0 | 0.81803 | 0.9441 | 0 | 0.25958
2018-04-30 | 1 | 2 | Winter: Off-Peak |  | 46 | heating | 0.25198 | 1.051 | 1.0177 | 0.26952 | 3.8708 | 3.5596 | 3.4229 | 0.30479 | 0 | 0.74508 | 0.9441 | 0 | 0.26952
2018-04-30 | 1 | 3 | Winter: Off-Peak |  | 45 | heating | 0.26267 | 1.0924 | 1.0177 | 0.29203 | 3.8226 | 3.8088 | 3.3575 | 0.33248 | 0 | 0.69159 | 0.9441 | 0 | 0.29203
2018-04-30 | 1 | 4 | Winter: Off-Peak |  | 45 | heating | 0.26267 | 1.1348 | 1.0177 | 0.30337 | 3.8226 | 3.9568 | 3.3575 | 0.3454 | 0 | 0.64739 | 0.9441 | 0 | 0.30337
2018-04-30 | 1 | 5 | Winter: Off-Peak |  | 45 | heating | 0.26267 | 1.1636 | 1.0177 | 0.31105 | 3.8226 | 4.0569 | 3.3575 | 0.35414 | 0 | 0.7214 | 0.9441 | 0 | 0.31105
2018-04-30 | 1 | 6 | Winter: Off-Peak |  | 45 | heating | 0.26267 | 1.2084 | 1.0177 | 0.32304 | 3.8226 | 4.2133 | 3.3575 | 0.36779 | 0 | 0.87787 | 0.9441 | 0 | 0.32304
2018-04-30 | 1 | 7 | Winter: On-Peak |  | 45 | heating | 0.26267 | 1.1637 | 1.0177 | 0.3111 | 3.8226 | 4.0576 | 3.3575 | 0.3542 | 0 | 0.97331 | 0.9441 | 0 | 0.3111
2018-04-30 | 1 | 8 | Winter: On-Peak |  | 46 | heating | 0.25198 | 1.0942 | 1.0177 | 0.2806 | 3.8708 | 3.706 | 3.4229 | 0.31732 | 0 | 0.9494 | 0.9441 | 0 | 0.2806
2018-04-30 | 1 | 9 | Winter: On-Peak |  | 46 | heating | 0.25198 | 1.0343 | 1.0177 | 0.26524 | 3.8708 | 3.5031 | 3.4229 | 0.29995 | 0 | 0.84085 | 0.9441 | 0 | 0.26524
2018-04-30 | 1 | 10 | Winter: On-Peak |  | 46 | heating | 0.25198 | 0.98112 | 1.0177 | 0.2516 | 3.8708 | 3.323 | 3.4229 | 0.28453 | 0 | 0.74504 | 0.9441 | 0 | 0.2516
2018-04-30 | 1 | 11 | Winter: On-Peak |  | 50 | heating | 0.20919 | 0.94956 | 1.0177 | 0.20216 | 4.0352 | 2.7834 | 3.6783 | 0.22178 | 0 | 0.72851 | 0.9441 | 0 | 0.20216
2018-04-30 | 1 | 12 | Winter: On-Peak |  | 52 | heating | 0.1878 | 0.91648 | 1.0177 | 0.17517 | 4.0951 | 2.4475 | 3.8021 | 0.18867 | 0 | 0.75911 | 0.9441 | 0 | 0.17517
2018-04-30 | 1 | 13 | Winter: On-Peak |  | 54 | heating | 0.16641 | 0.9004 | 1.0177 | 0.15249 | 4.156 | 2.1624 | 3.9259 | 0.16143 | 0 | 0.79116 | 0.9441 | 0 | 0.15249
2018-04-30 | 1 | 14 | Winter: On-Peak |  | 55 | heating | 0.15571 | 0.86033 | 1.0177 | 0.13634 | 4.1851 | 1.9469 | 3.9877 | 0.14309 | 0 | 0.84356 | 0.9441 | 0 | 0.13634
2018-04-30 | 1 | 15 | Winter: On-Peak |  | 57 | heating | 0.13432 | 0.85755 | 1.0177 | 0.11723 | 4.2531 | 1.7012 | 4.112 | 0.12125 | 0 | 0.96593 | 0.9441 | 0 | 0.11723
2018-04-30 | 1 | 16 | Winter: On-Peak |  | 57 | heating | 0.13432 | 0.88345 | 1.0177 | 0.12077 | 4.2531 | 1.7526 | 4.112 | 0.12492 | 0 | 1.1649 | 0.9441 | 0 | 0.12077
2018-04-30 | 1 | 17 | Winter: On-Peak |  | 57 | heating | 0.13432 | 0.94026 | 1.0177 | 0.12854 | 4.2531 | 1.8653 | 4.112 | 0.13295 | 0 | 1.3522 | 0.9441 | 0 | 0.12854
2018-04-30 | 1 | 18 | Winter: On-Peak |  | 55 | heating | 0.15571 | 0.98182 | 1.0177 | 0.15559 | 4.1851 | 2.2218 | 3.9877 | 0.1633 | 0 | 1.5599 | 0.9441 | 0 | 0.15559
2018-04-30 | 1 | 19 | Winter: On-Peak |  | 52 | heating | 0.1878 | 0.98419 | 1.0177 | 0.18811 | 4.0951 | 2.6284 | 3.8021 | 0.20261 | 0 | 1.6764 | 0.9441 | 0 | 0.18811
2018-04-30 | 1 | 20 | Winter: On-Peak |  | 52 | heating | 0.1878 | 0.97072 | 1.0177 | 0.18554 | 4.0951 | 2.5924 | 3.8021 | 0.19983 | 0 | 1.5244 | 0.9441 | 0 | 0.18554
2018-04-30 | 1 | 21 | Winter: On-Peak |  | 46 | heating | 0.25198 | 0.95751 | 1.0177 | 0.24555 | 3.8708 | 3.243 | 3.4229 | 0.27768 | 0 | 1.4449 | 0.9441 | 0 | 0.24555
2018-04-30 | 1 | 22 | Winter: On-Peak |  | 46 | heating | 0.25198 | 0.94265 | 1.0177 | 0.24174 | 3.8708 | 3.1927 | 3.4229 | 0.27338 | 0 | 1.2427 | 0.9441 | 0 | 0.24174
2018-04-30 | 1 | 23 | Winter: Off-Peak |  | 41 | heating | 0.30546 | 0.94451 | 1.0177 | 0.29362 | 3.629 | 3.6357 | 3.0928 | 0.34453 | 0 | 1.0298 | 0.9441 | 0 | 0.29362
2018-05-01 | 2 | 0 | Winter: Off-Peak |  | 46 | Cooling | 0 | 0.97482 | 1.02 | 0 | 3.8708 | 0 | 3.4229 | 0 | 0.025 | 0.90669 | 0.83669 | 0.018965 | 0.018965
2018-05-01 | 2 | 1 | Winter: Off-Peak |  | 46 | Cooling | 0 | 1.0122 | 1.02 | 0 | 3.8708 | 0 | 3.4229 | 0 | 0.025 | 0.81803 | 0.83669 | 0.017111 | 0.017111
2018-05-01 | 2 | 2 | Winter: Off-Peak |  | 45 | Cooling | 0 | 1.051 | 1.02 | 0 | 3.8226 | 0 | 3.3575 | 0 | 0.025 | 0.74508 | 0.83669 | 0.015585 | 0.015585
2018-05-01 | 2 | 3 | Winter: Off-Peak |  | 45 | Cooling | 0 | 1.0924 | 1.02 | 0 | 3.8226 | 0 | 3.3575 | 0 | 0.025 | 0.69159 | 0.83669 | 0.014466 | 0.014466
2018-05-01 | 2 | 4 | Winter: Off-Peak |  | 45 | Cooling | 0 | 1.1348 | 1.02 | 0 | 3.8226 | 0 | 3.3575 | 0 | 0.025 | 0.64739 | 0.83669 | 0.013541 | 0.013541
2018-05-01 | 2 | 5 | Winter: Off-Peak |  | 43 | Cooling | 0 | 1.1636 | 1.02 | 0 | 3.737 | 0 | 3.2279 | 0 | 0.025 | 0.7214 | 0.83669 | 0.01509 | 0.01509
2018-05-01 | 2 | 6 | Winter: Off-Peak |  | 45 | Cooling | 0 | 1.2084 | 1.02 | 0 | 3.8226 | 0 | 3.3575 | 0 | 0.025 | 0.87787 | 0.83669 | 0.018363 | 0.018363
2018-05-01 | 2 | 7 | Winter: On-Peak |  | 50 | Cooling | 0 | 1.1637 | 1.02 | 0 | 4.0352 | 0 | 3.6783 | 0 | 0.025 | 0.97331 | 0.83669 | 0.020359 | 0.020359
2018-05-01 | 2 | 8 | Winter: On-Peak |  | 55 | Cooling | 0 | 1.0942 | 1.02 | 0 | 4.1851 | 0 | 3.9877 | 0 | 0.025 | 0.9494 | 0.83669 | 0.019859 | 0.019859
2018-05-01 | 2 | 9 | Winter: On-Peak |  | 61 | Cooling | 0 | 1.0343 | 1.02 | 0 | 4.3818 | 0 | 4.3586 | 0 | 0.045165 | 0.84085 | 0.83669 | 0.031774 | 0.031774
2018-05-01 | 2 | 10 | Winter: On-Peak |  | 64 | Cooling | 0 | 0.98112 | 1.02 | 0 | 4.3818 | 0 | 4.3586 | 0 | 0.038036 | 0.74504 | 0.83669 | 0.023711 | 0.023711
2018-05-01 | 2 | 11 | Winter: On-Peak |  | 70 | Cooling | 0 | 0.94956 | 1.02 | 0 | 4.3818 | 0 | 4.3586 | 0 | 0.040605 | 0.72851 | 0.83669 | 0.02475 | 0.02475
2018-05-01 | 2 | 12 | Winter: On-Peak |  | 75 | Cooling | 0 | 0.91648 | 1.02 | 0 | #N/A | 0 | #N/A | 0 | 0.059881 | 0.75911 | 0.83669 | 0.038032 | 0.038032
2018-05-01 | 2 | 13 | Winter: On-Peak |  | 79 | Cooling | 0 | 0.9004 | 1.02 | 0 | #N/A | 0 | #N/A | 0 | 0.086518 | 0.79116 | 0.83669 | 0.057271 | 0.057271
2018-05-01 | 2 | 14 | Winter: On-Peak |  | 79 | Cooling | 0 | 0.86033 | 1.02 | 0 | #N/A | 0 | #N/A | 0 | 0.086518 | 0.84356 | 0.83669 | 0.061063 | 0.061063
2018-05-01 | 2 | 15 | Winter: On-Peak |  | 81 | Cooling | 0 | 0.85755 | 1.02 | 0 | #N/A | 0 | #N/A | 0 | 0.10358 | 0.96593 | 0.83669 | 0.083707 | 0.083707
2018-05-01 | 2 | 16 | Winter: On-Peak |  | 81 | Cooling | 0 | 0.88345 | 1.02 | 0 | #N/A | 0 | #N/A | 0 | 0.10358 | 1.1649 | 0.83669 | 0.10095 | 0.10095
2018-05-01 | 2 | 17 | Winter: On-Peak |  | 79 | Cooling | 0 | 0.94026 | 1.02 | 0 | #N/A | 0 | #N/A | 0 | 0.086518 | 1.3522 | 0.83669 | 0.09788 | 0.09788
2018-05-01 | 2 | 18 | Winter: On-Peak |  | 77 | Cooling | 0 | 0.98182 | 1.02 | 0 | #N/A | 0 | #N/A | 0 | 0.071953 | 1.5599 | 0.83669 | 0.093909 | 0.093909
2018-05-01 | 2 | 19 | Winter: On-Peak |  | 72 | Cooling | 0 | 0.98419 | 1.02 | 0 | #N/A | 0 | #N/A | 0 | 0.046446 | 1.6764 | 0.83669 | 0.065146 | 0.065146
2018-05-01 | 2 | 20 | Winter: On-Peak |  | 73 | Cooling | 0 | 0.97072 | 1.02 | 0 | #N/A | 0 | #N/A | 0 | 0.050301 | 1.5244 | 0.83669 | 0.064155 | 0.064155
2018-05-01 | 2 | 21 | Winter: On-Peak |  | 70 | Cooling | 0 | 0.95751 | 1.02 | 0 | 4.3818 | 0 | 4.3586 | 0 | 0.040605 | 1.4449 | 0.83669 | 0.049087 | 0.049087
2018-05-01 | 2 | 22 | Winter: On-Peak |  | 70 | Cooling | 0 | 0.94265 | 1.02 | 0 | 4.3818 | 0 | 4.3586 | 0 | 0.040605 | 1.2427 | 0.83669 | 0.042219 | 0.042219
2018-05-01 | 2 | 23 | Winter: Off-Peak |  | 66 | Cooling | 0 | 0.94451 | 1.02 | 0 | 4.3818 | 0 | 4.3586 | 0 | 0.0364 | 1.0298 | 0.83669 | 0.031361 | 0.031361
2018-05-02 | 3 | 0 | Winter: Off-Peak |  | 63 | Cooling | 0 | 0.97482 | 1.0263 | 0 | 4.3818 | 0 | 4.3586 | 0 | 0.039789 | 0.90669 | 0.94211 | 0.033988 | 0.033988
2018-05-02 | 3 | 1 | Winter: Off-Peak |  | 61 | Cooling | 0 | 1.0122 | 1.0263 | 0 | 4.3818 | 0 | 4.3586 | 0 | 0.045165 | 0.81803 | 0.94211 | 0.034807 | 0.034807
2018-05-02 | 3 | 2 | Winter: Off-Peak |  | 61 | Cooling | 0 | 1.051 | 1.0263 | 0 | 4.3818 | 0 | 4.3586 | 0 | 0.045165 | 0.74508 | 0.94211 | 0.031703 | 0.031703
2018-05-02 | 3 | 3 | Winter: Off-Peak |  | 61 | Cooling | 0 | 1.0924 | 1.0263 | 0 | 4.3818 | 0 | 4.3586 | 0 | 0.045165 | 0.69159 | 0.94211 | 0.029427 | 0.029427
2018-05-02 | 3 | 4 | Winter: Off-Peak |  | 61 | Cooling | 0 | 1.1348 | 1.0263 | 0 | 4.3818 | 0 | 4.3586 | 0 | 0.045165 | 0.64739 | 0.94211 | 0.027546 | 0.027546
2018-05-02 | 3 | 5 | Winter: Off-Peak |  | 61 | Cooling | 0 | 1.1636 | 1.0263 | 0 | 4.3818 | 0 | 4.3586 | 0 | 0.045165 | 0.7214 | 0.94211 | 0.030695 | 0.030695
2018-05-02 | 3 | 6 | Winter: Off-Peak |  | 63 | Cooling | 0 | 1.2084 | 1.0263 | 0 | 4.3818 | 0 | 4.3586 | 0 | 0.039789 | 0.87787 | 0.94211 | 0.032908 | 0.032908
2018-05-02 | 3 | 7 | Winter: On-Peak |  | 66 | Cooling | 0 | 1.1637 | 1.0263 | 0 | 4.3818 | 0 | 4.3586 | 0 | 0.0364 | 0.97331 | 0.94211 | 0.033378 | 0.033378
2018-05-02 | 3 | 8 | Winter: On-Peak |  | 72 | Cooling | 0 | 1.0942 | 1.0263 | 0 | #N/A | 0 | #N/A | 0 | 0.046446 | 0.9494 | 0.94211 | 0.041543 | 0.041543
2018-05-02 | 3 | 9 | Winter: On-Peak |  | 75 | Cooling | 0 | 1.0343 | 1.0263 | 0 | #N/A | 0 | #N/A | 0 | 0.059881 | 0.84085 | 0.94211 | 0.047436 | 0.047436
2018-05-02 | 3 | 10 | Winter: On-Peak |  | 81 | Cooling | 0 | 0.98112 | 1.0263 | 0 | #N/A | 0 | #N/A | 0 | 0.10358 | 0.74504 | 0.94211 | 0.0727 | 0.0727
2018-05-02 | 3 | 11 | Winter: On-Peak |  | 81 | Cooling | 0 | 0.94956 | 1.0263 | 0 | #N/A | 0 | #N/A | 0 | 0.10358 | 0.72851 | 0.94211 | 0.071087 | 0.071087
2018-05-02 | 3 | 12 | Winter: On-Peak |  | 84 | Cooling | 0 | 0.91648 | 1.0263 | 0 | #N/A | 0 | #N/A | 0 | 0.13383 | 0.75911 | 0.94211 | 0.095713 | 0.095713
2018-05-02 | 3 | 13 | Winter: On-Peak |  | 82 | Cooling | 0 | 0.9004 | 1.0263 | 0 | #N/A | 0 | #N/A | 0 | 0.11304 | 0.79116 | 0.94211 | 0.084254 | 0.084254
2018-05-02 | 3 | 14 | Winter: On-Peak |  | 82 | Cooling | 0 | 0.86033 | 1.0263 | 0 | #N/A | 0 | #N/A | 0 | 0.11304 | 0.84356 | 0.94211 | 0.089834 | 0.089834
2018-05-02 | 3 | 15 | Winter: On-Peak |  | 82 | Cooling | 0 | 0.85755 | 1.0263 | 0 | #N/A | 0 | #N/A | 0 | 0.11304 | 0.96593 | 0.94211 | 0.10287 | 0.10287
2018-05-02 | 3 | 16 | Winter: On-Peak |  | 82 | Cooling | 0 | 0.88345 | 1.0263 | 0 | #N/A | 0 | #N/A | 0 | 0.11304 | 1.1649 | 0.94211 | 0.12406 | 0.12406
2018-05-02 | 3 | 17 | Winter: On-Peak |  | 81 | Cooling | 0 | 0.94026 | 1.0263 | 0 | #N/A | 0 | #N/A | 0 | 0.10358 | 1.3522 | 0.94211 | 0.13194 | 0.13194
2018-05-02 | 3 | 18 | Winter: On-Peak |  | 79 | Cooling | 0 | 0.98182 | 1.0263 | 0 | #N/A | 0 | #N/A | 0 | 0.086518 | 1.5599 | 0.94211 | 0.12715 | 0.12715
2018-05-02 | 3 | 19 | Winter: On-Peak |  | 79 | Cooling | 0 | 0.98419 | 1.0263 | 0 | #N/A | 0 | #N/A | 0 | 0.086518 | 1.6764 | 0.94211 | 0.13664 | 0.13664
2018-05-02 | 3 | 20 | Winter: On-Peak |  | 73 | Cooling | 0 | 0.97072 | 1.0263 | 0 | #N/A | 0 | #N/A | 0 | 0.050301 | 1.5244 | 0.94211 | 0.072238 | 0.072238
2018-05-02 | 3 | 21 | Winter: On-Peak |  | 75 | Cooling | 0 | 0.95751 | 1.0263 | 0 | #N/A | 0 | #N/A | 0 | 0.059881 | 1.4449 | 0.94211 | 0.08151 | 0.08151
2018-05-02 | 3 | 22 | Winter: On-Peak |  | 74 | Cooling | 0 | 0.94265 | 1.0263 | 0 | #N/A | 0 | #N/A | 0 | 0.054779 | 1.2427 | 0.94211 | 0.064134 | 0.064134
2018-05-02 | 3 | 23 | Winter: Off-Peak |  | 73 | Cooling | 0 | 0.94451 | 1.0263 | 0 | #N/A | 0 | #N/A | 0 | 0.050301 | 1.0298 | 0.94211 | 0.048799 | 0.048799
2018-05-03 | 4 | 0 | Winter: Off-Peak |  | 74 | Cooling | 0 | 0.97482 | 1.002 | 0 | #N/A | 0 | #N/A | 0 | 0.054779 | 0.90669 | 1.0706 | 0.053173 | 0.053173
2018-05-03 | 4 | 1 | Winter: Off-Peak |  | 73 | Cooling | 0 | 1.0122 | 1.002 | 0 | #N/A | 0 | #N/A | 0 | 0.050301 | 0.81803 | 1.0706 | 0.044052 | 0.044052
2018-05-03 | 4 | 2 | Winter: Off-Peak |  | 71 | Cooling | 0 | 1.051 | 1.002 | 0 | #N/A | 0 | #N/A | 0 | 0.043214 | 0.74508 | 1.0706 | 0.034469 | 0.034469
2018-05-03 | 4 | 3 | Winter: Off-Peak |  | 74 | Cooling | 0 | 1.0924 | 1.002 | 0 | #N/A | 0 | #N/A | 0 | 0.054779 | 0.69159 | 1.0706 | 0.040558 | 0.040558
2018-05-03 | 4 | 4 | Winter: Off-Peak |  | 73 | Cooling | 0 | 1.1348 | 1.002 | 0 | #N/A | 0 | #N/A | 0 | 0.050301 | 0.64739 | 1.0706 | 0.034862 | 0.034862
2018-05-03 | 4 | 5 | Winter: Off-Peak |  | 72 | Cooling | 0 | 1.1636 | 1.002 | 0 | #N/A | 0 | #N/A | 0 | 0.046446 | 0.7214 | 1.0706 | 0.03587 | 0.03587
2018-05-03 | 4 | 6 | Winter: Off-Peak |  | 72 | Cooling | 0 | 1.2084 | 1.002 | 0 | #N/A | 0 | #N/A | 0 | 0.046446 | 0.87787 | 1.0706 | 0.043651 | 0.043651
2018-05-03 | 4 | 7 | Winter: On-Peak |  | 72 | Cooling | 0 | 1.1637 | 1.002 | 0 | #N/A | 0 | #N/A | 0 | 0.046446 | 0.97331 | 1.0706 | 0.048396 | 0.048396
2018-05-03 | 4 | 8 | Winter: On-Peak |  | 72 | Cooling | 0 | 1.0942 | 1.002 | 0 | #N/A | 0 | #N/A | 0 | 0.046446 | 0.9494 | 1.0706 | 0.047207 | 0.047207
2018-05-03 | 4 | 9 | Winter: On-Peak |  | 73 | Cooling | 0 | 1.0343 | 1.002 | 0 | #N/A | 0 | #N/A | 0 | 0.050301 | 0.84085 | 1.0706 | 0.04528 | 0.04528
2018-05-03 | 4 | 10 | Winter: On-Peak |  | 75 | Cooling | 0 | 0.98112 | 1.002 | 0 | #N/A | 0 | #N/A | 0 | 0.059881 | 0.74504 | 1.0706 | 0.047762 | 0.047762
2018-05-03 | 4 | 11 | Winter: On-Peak |  | 70 | Cooling | 0 | 0.94956 | 1.002 | 0 | 4.3818 | 0 | 4.3586 | 0 | 0.040605 | 0.72851 | 1.0706 | 0.031668 | 0.031668
2018-05-03 | 4 | 12 | Winter: On-Peak |  | 68 | Cooling | 0 | 0.91648 | 1.002 | 0 | 4.3818 | 0 | 4.3586 | 0 | 0.037256 | 0.75911 | 1.0706 | 0.030277 | 0.030277
2018-05-03 | 4 | 13 | Winter: On-Peak |  | 70 | Cooling | 0 | 0.9004 | 1.002 | 0 | 4.3818 | 0 | 4.3586 | 0 | 0.040605 | 0.79116 | 1.0706 | 0.034392 | 0.034392
2018-05-03 | 4 | 14 | Winter: On-Peak |  | 72 | Cooling | 0 | 0.86033 | 1.002 | 0 | #N/A | 0 | #N/A | 0 | 0.046446 | 0.84356 | 1.0706 | 0.041944 | 0.041944
2018-05-03 | 4 | 15 | Winter: On-Peak |  | 72 | Cooling | 0 | 0.85755 | 1.002 | 0 | #N/A | 0 | #N/A | 0 | 0.046446 | 0.96593 | 1.0706 | 0.048029 | 0.048029
2018-05-03 | 4 | 16 | Winter: On-Peak |  | 75 | Cooling | 0 | 0.88345 | 1.002 | 0 | #N/A | 0 | #N/A | 0 | 0.059881 | 1.1649 | 1.0706 | 0.07468 | 0.07468
2018-05-03 | 4 | 17 | Winter: On-Peak |  | 73 | Cooling | 0 | 0.94026 | 1.002 | 0 | #N/A | 0 | #N/A | 0 | 0.050301 | 1.3522 | 1.0706 | 0.072814 | 0.072814
2018-05-03 | 4 | 18 | Winter: On-Peak |  | 72 | Cooling | 0 | 0.98182 | 1.002 | 0 | #N/A | 0 | #N/A | 0 | 0.046446 | 1.5599 | 1.0706 | 0.077563 | 0.077563
2018-05-03 | 4 | 19 | Winter: On-Peak |  | 70 | Cooling | 0 | 0.98419 | 1.002 | 0 | 4.3818 | 0 | 4.3586 | 0 | 0.040605 | 1.6764 | 1.0706 | 0.072874 | 0.072874
2018-05-03 | 4 | 20 | Winter: On-Peak |  | 68 | Cooling | 0 | 0.97072 | 1.002 | 0 | 4.3818 | 0 | 4.3586 | 0 | 0.037256 | 1.5244 | 1.0706 | 0.0608 | 0.0608
2018-05-03 | 4 | 21 | Winter: On-Peak |  | 66 | Cooling | 0 | 0.95751 | 1.002 | 0 | 4.3818 | 0 | 4.3586 | 0 | 0.0364 | 1.4449 | 1.0706 | 0.056304 | 0.056304
2018-05-03 | 4 | 22 | Winter: On-Peak |  | 64 | Cooling | 0 | 0.94265 | 1.002 | 0 | 4.3818 | 0 | 4.3586 | 0 | 0.038036 | 1.2427 | 1.0706 | 0.050604 | 0.050604
2018-05-03 | 4 | 23 | Winter: Off-Peak |  | 64 | Cooling | 0 | 0.94451 | 1.002 | 0 | 4.3818 | 0 | 4.3586 | 0 | 0.038036 | 1.0298 | 1.0706 | 0.041932 | 0.041932
2018-05-04 | 5 | 0 | Winter: Off-Peak |  | 61 | Neither | 0 | 0.97482 | 1.0078 | 0 | 4.3818 | 0 | 4.3586 | 0 | 0 | 0.90669 | 1.1856 | 0 | 0
2018-05-04 | 5 | 1 | Winter: Off-Peak |  | 55 | Neither | 0 | 1.0122 | 1.0078 | 0 | 4.1851 | 0 | 3.9877 | 0 | 0 | 0.81803 | 1.1856 | 0 | 0
2018-05-04 | 5 | 2 | Winter: Off-Peak |  | 54 | Neither | 0 | 1.051 | 1.0078 | 0 | 4.156 | 0 | 3.9259 | 0 | 0 | 0.74508 | 1.1856 | 0 | 0
2018-05-04 | 5 | 3 | Winter: Off-Peak |  | 50 | Neither | 0 | 1.0924 | 1.0078 | 0 | 4.0352 | 0 | 3.6783 | 0 | 0 | 0.69159 | 1.1856 | 0 | 0
2018-05-04 | 5 | 4 | Winter: Off-Peak |  | 50 | Neither | 0 | 1.1348 | 1.0078 | 0 | 4.0352 | 0 | 3.6783 | 0 | 0 | 0.64739 | 1.1856 | 0 | 0
2018-05-04 | 5 | 5 | Winter: Off-Peak |  | 52 | Neither | 0 | 1.1636 | 1.0078 | 0 | 4.0951 | 0 | 3.8021 | 0 | 0 | 0.7214 | 1.1856 | 0 | 0
2018-05-04 | 5 | 6 | Winter: Off-Peak |  | 52 | Neither | 0 | 1.2084 | 1.0078 | 0 | 4.0951 | 0 | 3.8021 | 0 | 0 | 0.87787 | 1.1856 | 0 | 0
2018-05-04 | 5 | 7 | Winter: On-Peak |  | 59 | Neither | 0 | 1.1637 | 1.0078 | 0 | 4.3182 | 0 | 4.2356 | 0 | 0 | 0.97331 | 1.1856 | 0 | 0
2018-05-04 | 5 | 8 | Winter: On-Peak |  | 64 | Neither | 0 | 1.0942 | 1.0078 | 0 | 4.3818 | 0 | 4.3586 | 0 | 0 | 0.9494 | 1.1856 | 0 | 0
2018-05-04 | 5 | 9 | Winter: On-Peak |  | 66 | Neither | 0 | 1.0343 | 1.0078 | 0 | 4.3818 | 0 | 4.3586 | 0 | 0 | 0.84085 | 1.1856 | 0 | 0
2018-05-04 | 5 | 10 | Winter: On-Peak |  | 66 | Neither | 0 | 0.98112 | 1.0078 | 0 | 4.3818 | 0 | 4.3586 | 0 | 0 | 0.74504 | 1.1856 | 0 | 0
2018-05-04 | 5 | 11 | Winter: On-Peak |  | 66 | Neither | 0 | 0.94956 | 1.0078 | 0 | 4.3818 | 0 | 4.3586 | 0 | 0 | 0.72851 | 1.1856 | 0 | 0
2018-05-04 | 5 | 12 | Winter: On-Peak |  | 66 | Neither | 0 | 0.91648 | 1.0078 | 0 | 4.3818 | 0 | 4.3586 | 0 | 0 | 0.75911 | 1.1856 | 0 | 0
2018-05-04 | 5 | 13 | Winter: On-Peak |  | 66 | Neither | 0 | 0.9004 | 1.0078 | 0 | 4.3818 | 0 | 4.3586 | 0 | 0 | 0.79116 | 1.1856 | 0 | 0
2018-05-04 | 5 | 14 | Winter: On-Peak |  | 63 | Neither | 0 | 0.86033 | 1.0078 | 0 | 4.3818 | 0 | 4.3586 | 0 | 0 | 0.84356 | 1.1856 | 0 | 0
2018-05-04 | 5 | 15 | Winter: On-Peak |  | 54 | Neither | 0 | 0.85755 | 1.0078 | 0 | 4.156 | 0 | 3.9259 | 0 | 0 | 0.96593 | 1.1856 | 0 | 0
2018-05-04 | 5 | 16 | Winter: On-Peak |  | 54 | Neither | 0 | 0.88345 | 1.0078 | 0 | 4.156 | 0 | 3.9259 | 0 | 0 | 1.1649 | 1.1856 | 0 | 0
2018-05-04 | 5 | 17 | Winter: On-Peak |  | 55 | Neither | 0 | 0.94026 | 1.0078 | 0 | 4.1851 | 0 | 3.9877 | 0 | 0 | 1.3522 | 1.1856 | 0 | 0
2018-05-04 | 5 | 18 | Winter: On-Peak |  | 57 | Neither | 0 | 0.98182 | 1.0078 | 0 | 4.2531 | 0 | 4.112 | 0 | 0 | 1.5599 | 1.1856 | 0 | 0
2018-05-04 | 5 | 19 | Winter: On-Peak |  | 55 | Neither | 0 | 0.98419 | 1.0078 | 0 | 4.1851 | 0 | 3.9877 | 0 | 0 | 1.6764 | 1.1856 | 0 | 0
2018-05-04 | 5 | 20 | Winter: On-Peak |  | 54 | Neither | 0 | 0.97072 | 1.0078 | 0 | 4.156 | 0 | 3.9259 | 0 | 0 | 1.5244 | 1.1856 | 0 | 0
2018-05-04 | 5 | 21 | Winter: On-Peak |  | 55 | Neither | 0 | 0.95751 | 1.0078 | 0 | 4.1851 | 0 | 3.9877 | 0 | 0 | 1.4449 | 1.1856 | 0 | 0
2018-05-04 | 5 | 22 | Winter: On-Peak |  | 52 | Neither | 0 | 0.94265 | 1.0078 | 0 | 4.0951 | 0 | 3.8021 | 0 | 0 | 1.2427 | 1.1856 | 0 | 0
2018-05-04 | 5 | 23 | Winter: Off-Peak |  | 50 | Neither | 0 | 0.94451 | 1.0078 | 0 | 4.0352 | 0 | 3.6783 | 0 | 0 | 1.0298 | 1.1856 | 0 | 0
2018-05-05 | 6 | 0 | Winter: Off-Peak |  | 46 | Neither | 0 | 0.97482 | 0.98855 | 0 | 3.8708 | 0 | 3.4229 | 0 | 0 | 0.90669 | 1.0113 | 0 | 0
2018-05-05 | 6 | 1 | Winter: Off-Peak |  | 45 | Neither | 0 | 1.0122 | 0.98855 | 0 | 3.8226 | 0 | 3.3575 | 0 | 0 | 0.81803 | 1.0113 | 0 | 0
2018-05-05 | 6 | 2 | Winter: Off-Peak |  | 45 | Neither | 0 | 1.051 | 0.98855 | 0 | 3.8226 | 0 | 3.3575 | 0 | 0 | 0.74508 | 1.0113 | 0 | 0
2018-05-05 | 6 | 3 | Winter: Off-Peak |  | 43 | Neither | 0 | 1.0924 | 0.98855 | 0 | 3.737 | 0 | 3.2279 | 0 | 0 | 0.69159 | 1.0113 | 0 | 0
2018-05-05 | 6 | 4 | Winter: Off-Peak |  | 43 | Neither | 0 | 1.1348 | 0.98855 | 0 | 3.737 | 0 | 3.2279 | 0 | 0 | 0.64739 | 1.0113 | 0 | 0
2018-05-05 | 6 | 5 | Winter: Off-Peak |  | 41 | Neither | 0 | 1.1636 | 0.98855 | 0 | 3.629 | 0 | 3.0928 | 0 | 0 | 0.7214 | 1.0113 | 0 | 0
2018-05-05 | 6 | 6 | Winter: Off-Peak |  | 45 | Neither | 0 | 1.2084 | 0.98855 | 0 | 3.8226 | 0 | 3.3575 | 0 | 0 | 0.87787 | 1.0113 | 0 | 0
2018-05-05 | 6 | 7 | Winter: Off-Peak |  | 50 | Neither | 0 | 1.1637 | 0.98855 | 0 | 4.0352 | 0 | 3.6783 | 0 | 0 | 0.97331 | 1.0113 | 0 | 0
2018-05-05 | 6 | 8 | Winter: Off-Peak |  | 55 | Neither | 0 | 1.0942 | 0.98855 | 0 | 4.1851 | 0 | 3.9877 | 0 | 0 | 0.9494 | 1.0113 | 0 | 0
2018-05-05 | 6 | 9 | Winter: Off-Peak |  | 57 | Neither | 0 | 1.0343 | 0.98855 | 0 | 4.2531 | 0 | 4.112 | 0 | 0 | 0.84085 | 1.0113 | 0 | 0
2018-05-05 | 6 | 10 | Winter: Off-Peak |  | 63 | Neither | 0 | 0.98112 | 0.98855 | 0 | 4.3818 | 0 | 4.3586 | 0 | 0 | 0.74504 | 1.0113 | 0 | 0
2018-05-05 | 6 | 11 | Winter: Off-Peak |  | 64 | Neither | 0 | 0.94956 | 0.98855 | 0 | 4.3818 | 0 | 4.3586 | 0 | 0 | 0.72851 | 1.0113 | 0 | 0
2018-05-05 | 6 | 12 | Winter: Off-Peak |  | 66 | Neither | 0 | 0.91648 | 0.98855 | 0 | 4.3818 | 0 | 4.3586 | 0 | 0 | 0.75911 | 1.0113 | 0 | 0
2018-05-05 | 6 | 13 | Winter: Off-Peak |  | 70 | Neither | 0 | 0.9004 | 0.98855 | 0 | 4.3818 | 0 | 4.3586 | 0 | 0 | 0.79116 | 1.0113 | 0 | 0
2018-05-05 | 6 | 14 | Winter: Off-Peak |  | 72 | Neither | 0 | 0.86033 | 0.98855 | 0 | #N/A | 0 | #N/A | 0 | 0 | 0.84356 | 1.0113 | 0 | 0
2018-05-05 | 6 | 15 | Winter: Off-Peak |  | 73 | Neither | 0 | 0.85755 | 0.98855 | 0 | #N/A | 0 | #N/A | 0 | 0 | 0.96593 | 1.0113 | 0 | 0
2018-05-05 | 6 | 16 | Winter: Off-Peak |  | 73 | Neither | 0 | 0.88345 | 0.98855 | 0 | #N/A | 0 | #N/A | 0 | 0 | 1.1649 | 1.0113 | 0 | 0
2018-05-05 | 6 | 17 | Winter: Off-Peak |  | 75 | Neither | 0 | 0.94026 | 0.98855 | 0 | #N/A | 0 | #N/A | 0 | 0 | 1.3522 | 1.0113 | 0 | 0
2018-05-05 | 6 | 18 | Winter: Off-Peak |  | 73 | Neither | 0 | 0.98182 | 0.98855 | 0 | #N/A | 0 | #N/A | 0 | 0 | 1.5599 | 1.0113 | 0 | 0
2018-05-05 | 6 | 19 | Winter: Off-Peak |  | 66 | Neither | 0 | 0.98419 | 0.98855 | 0 | 4.3818 | 0 | 4.3586 | 0 | 0 | 1.6764 | 1.0113 | 0 | 0
2018-05-05 | 6 | 20 | Winter: Off-Peak |  | 64 | Neither | 0 | 0.97072 | 0.98855 | 0 | 4.3818 | 0 | 4.3586 | 0 | 0 | 1.5244 | 1.0113 | 0 | 0
2018-05-05 | 6 | 21 | Winter: Off-Peak |  | 64 | Neither | 0 | 0.95751 | 0.98855 | 0 | 4.3818 | 0 | 4.3586 | 0 | 0 | 1.4449 | 1.0113 | 0 | 0
2018-05-05 | 6 | 22 | Winter: Off-Peak |  | 66 | Neither | 0 | 0.94265 | 0.98855 | 0 | 4.3818 | 0 | 4.3586 | 0 | 0 | 1.2427 | 1.0113 | 0 | 0
2018-05-05 | 6 | 23 | Winter: Off-Peak |  | 66 | Neither | 0 | 0.94451 | 0.98855 | 0 | 4.3818 | 0 | 4.3586 | 0 | 0 | 1.0298 | 1.0113 | 0 | 0
2018-05-06 | 7 | 0 | Winter: Off-Peak |  | 64 | Neither | 0 | 0.97482 | 0.93761 | 0 | 4.3818 | 0 | 4.3586 | 0 | 0 | 0.90669 | 1.0096 | 0 | 0
2018-05-06 | 7 | 1 | Winter: Off-Peak |  | 64 | Neither | 0 | 1.0122 | 0.93761 | 0 | 4.3818 | 0 | 4.3586 | 0 | 0 | 0.81803 | 1.0096 | 0 | 0
2018-05-06 | 7 | 2 | Winter: Off-Peak |  | 57 | Neither | 0 | 1.051 | 0.93761 | 0 | 4.2531 | 0 | 4.112 | 0 | 0 | 0.74508 | 1.0096 | 0 | 0
2018-05-06 | 7 | 3 | Winter: Off-Peak |  | 57 | Neither | 0 | 1.0924 | 0.93761 | 0 | 4.2531 | 0 | 4.112 | 0 | 0 | 0.69159 | 1.0096 | 0 | 0
2018-05-06 | 7 | 4 | Winter: Off-Peak |  | 55 | Neither | 0 | 1.1348 | 0.93761 | 0 | 4.1851 | 0 | 3.9877 | 0 | 0 | 0.64739 | 1.0096 | 0 | 0
2018-05-06 | 7 | 5 | Winter: Off-Peak |  | 55 | Neither | 0 | 1.1636 | 0.93761 | 0 | 4.1851 | 0 | 3.9877 | 0 | 0 | 0.7214 | 1.0096 | 0 | 0
2018-05-06 | 7 | 6 | Winter: Off-Peak |  | 55 | Neither | 0 | 1.2084 | 0.93761 | 0 | 4.1851 | 0 | 3.9877 | 0 | 0 | 0.87787 | 1.0096 | 0 | 0
2018-05-06 | 7 | 7 | Winter: Off-Peak |  | 57 | Neither | 0 | 1.1637 | 0.93761 | 0 | 4.2531 | 0 | 4.112 | 0 | 0 | 0.97331 | 1.0096 | 0 | 0
2018-05-06 | 7 | 8 | Winter: Off-Peak |  | 59 | Neither | 0 | 1.0942 | 0.93761 | 0 | 4.3182 | 0 | 4.2356 | 0 | 0 | 0.9494 | 1.0096 | 0 | 0
2018-05-06 | 7 | 9 | Winter: Off-Peak |  | 61 | Neither | 0 | 1.0343 | 0.93761 | 0 | 4.3818 | 0 | 4.3586 | 0 | 0 | 0.84085 | 1.0096 | 0 | 0
2018-05-06 | 7 | 10 | Winter: Off-Peak |  | 63 | Neither | 0 | 0.98112 | 0.93761 | 0 | 4.3818 | 0 | 4.3586 | 0 | 0 | 0.74504 | 1.0096 | 0 | 0
2018-05-06 | 7 | 11 | Winter: Off-Peak |  | 64 | Neither | 0 | 0.94956 | 0.93761 | 0 | 4.3818 | 0 | 4.3586 | 0 | 0 | 0.72851 | 1.0096 | 0 | 0
2018-05-06 | 7 | 12 | Winter: Off-Peak |  | 66 | Neither | 0 | 0.91648 | 0.93761 | 0 | 4.3818 | 0 | 4.3586 | 0 | 0 | 0.75911 | 1.0096 | 0 | 0
2018-05-06 | 7 | 13 | Winter: Off-Peak |  | 66 | Neither | 0 | 0.9004 | 0.93761 | 0 | 4.3818 | 0 | 4.3586 | 0 | 0 | 0.79116 | 1.0096 | 0 | 0
2018-05-06 | 7 | 14 | Winter: Off-Peak |  | 66 | Neither | 0 | 0.86033 | 0.93761 | 0 | 4.3818 | 0 | 4.3586 | 0 | 0 | 0.84356 | 1.0096 | 0 | 0
2018-05-06 | 7 | 15 | Winter: Off-Peak |  | 64 | Neither | 0 | 0.85755 | 0.93761 | 0 | 4.3818 | 0 | 4.3586 | 0 | 0 | 0.96593 | 1.0096 | 0 | 0
2018-05-06 | 7 | 16 | Winter: Off-Peak |  | 64 | Neither | 0 | 0.88345 | 0.93761 | 0 | 4.3818 | 0 | 4.3586 | 0 | 0 | 1.1649 | 1.0096 | 0 | 0
2018-05-06 | 7 | 17 | Winter: Off-Peak |  | 61 | Neither | 0 | 0.94026 | 0.93761 | 0 | 4.3818 | 0 | 4.3586 | 0 | 0 | 1.3522 | 1.0096 | 0 | 0
2018-05-06 | 7 | 18 | Winter: Off-Peak |  | 59 | Neither | 0 | 0.98182 | 0.93761 | 0 | 4.3182 | 0 | 4.2356 | 0 | 0 | 1.5599 | 1.0096 | 0 | 0
2018-05-06 | 7 | 19 | Winter: Off-Peak |  | 57 | Neither | 0 | 0.98419 | 0.93761 | 0 | 4.2531 | 0 | 4.112 | 0 | 0 | 1.6764 | 1.0096 | 0 | 0
2018-05-06 | 7 | 20 | Winter: Off-Peak |  | 55 | Neither | 0 | 0.97072 | 0.93761 | 0 | 4.1851 | 0 | 3.9877 | 0 | 0 | 1.5244 | 1.0096 | 0 | 0
2018-05-06 | 7 | 21 | Winter: Off-Peak |  | 54 | Neither | 0 | 0.95751 | 0.93761 | 0 | 4.156 | 0 | 3.9259 | 0 | 0 | 1.4449 | 1.0096 | 0 | 0
2018-05-06 | 7 | 22 | Winter: Off-Peak |  | 52 | Neither | 0 | 0.94265 | 0.93761 | 0 | 4.0951 | 0 | 3.8021 | 0 | 0 | 1.2427 | 1.0096 | 0 | 0
2018-05-06 | 7 | 23 | Winter: Off-Peak |  | 52 | Neither | 0 | 0.94451 | 0.93761 | 0 | 4.0951 | 0 | 3.8021 | 0 | 0 | 1.0298 | 1.0096 | 0 | 0
2018-05-07 | 1 | 0 | Winter: Off-Peak |  | 50 | heating | 0.20919 | 0.97482 | 1.0177 | 0.20754 | 4.0352 | 2.8574 | 3.6783 | 0.22767 | 0 | 0.90669 | 0.9441 | 0 | 0.20754
2018-05-07 | 1 | 1 | Winter: Off-Peak |  | 50 | heating | 0.20919 | 1.0122 | 1.0177 | 0.21551 | 4.0352 | 2.9671 | 3.6783 | 0.23642 | 0 | 0.81803 | 0.9441 | 0 | 0.21551
2018-05-07 | 1 | 2 | Winter: Off-Peak |  | 48 | heating | 0.23059 | 1.051 | 1.0177 | 0.24663 | 3.9631 | 3.335 | 3.5525 | 0.27514 | 0 | 0.74508 | 0.9441 | 0 | 0.24663
2018-05-07 | 1 | 3 | Winter: Off-Peak |  | 46 | heating | 0.25198 | 1.0924 | 1.0177 | 0.28014 | 3.8708 | 3.6999 | 3.4229 | 0.3168 | 0 | 0.69159 | 0.9441 | 0 | 0.28014
2018-05-07 | 1 | 4 | Winter: Off-Peak |  | 46 | heating | 0.25198 | 1.1348 | 1.0177 | 0.29102 | 3.8708 | 3.8436 | 3.4229 | 0.32911 | 0 | 0.64739 | 0.9441 | 0 | 0.29102
2018-05-07 | 1 | 5 | Winter: Off-Peak |  | 45 | heating | 0.26267 | 1.1636 | 1.0177 | 0.31105 | 3.8226 | 4.0569 | 3.3575 | 0.35414 | 0 | 0.7214 | 0.9441 | 0 | 0.31105
2018-05-07 | 1 | 6 | Winter: Off-Peak |  | 45 | heating | 0.26267 | 1.2084 | 1.0177 | 0.32304 | 3.8226 | 4.2133 | 3.3575 | 0.36779 | 0 | 0.87787 | 0.9441 | 0 | 0.32304
2018-05-07 | 1 | 7 | Winter: On-Peak |  | 46 | heating | 0.25198 | 1.1637 | 1.0177 | 0.29844 | 3.8708 | 3.9415 | 3.4229 | 0.33749 | 0 | 0.97331 | 0.9441 | 0 | 0.29844
2018-05-07 | 1 | 8 | Winter: On-Peak |  | 48 | heating | 0.23059 | 1.0942 | 1.0177 | 0.25678 | 3.9631 | 3.4722 | 3.5525 | 0.28646 | 0 | 0.9494 | 0.9441 | 0 | 0.25678
2018-05-07 | 1 | 9 | Winter: On-Peak |  | 52 | heating | 0.1878 | 1.0343 | 1.0177 | 0.19769 | 4.0951 | 2.7622 | 3.8021 | 0.21292 | 0 | 0.84085 | 0.9441 | 0 | 0.19769
2018-05-07 | 1 | 10 | Winter: On-Peak |  | 55 | heating | 0.15571 | 0.98112 | 1.0177 | 0.15548 | 4.1851 | 2.2202 | 3.9877 | 0.16318 | 0 | 0.74504 | 0.9441 | 0 | 0.15548
2018-05-07 | 1 | 11 | Winter: On-Peak |  | 57 | heating | 0.13432 | 0.94956 | 1.0177 | 0.12981 | 4.2531 | 1.8837 | 4.112 | 0.13426 | 0 | 0.72851 | 0.9441 | 0 | 0.12981
2018-05-07 | 1 | 12 | Winter: On-Peak |  | 59 | heating | 0.11293 | 0.91648 | 1.0177 | 0.10533 | 4.3182 | 1.552 | 4.2356 | 0.10739 | 0 | 0.75911 | 0.9441 | 0 | 0.10533
2018-05-07 | 1 | 13 | Winter: On-Peak |  | 61 | heating | 0.09154 | 0.9004 | 1.0177 | 0.083883 | 4.3818 | 1.2541 | 4.3586 | 0.084331 | 0 | 0.79116 | 0.9441 | 0 | 0.083883
2018-05-07 | 1 | 14 | Winter: On-Peak |  | 63 | heating | 0.070148 | 0.86033 | 1.0177 | 0.06142 | 4.3818 | 0.91828 | 4.3586 | 0 | 0 | 0.84356 | 0.9441 | 0 | 0.06142
2018-05-07 | 1 | 15 | Winter: On-Peak |  | 63 | heating | 0.070148 | 0.85755 | 1.0177 | 0.061221 | 4.3818 | 0.91531 | 4.3586 | 0 | 0 | 0.96593 | 0.9441 | 0 | 0.061221
2018-05-07 | 1 | 16 | Winter: On-Peak |  | 63 | heating | 0.070148 | 0.88345 | 1.0177 | 0.063071 | 4.3818 | 0.94295 | 4.3586 | 0 | 0 | 1.1649 | 0.9441 | 0 | 0.063071
2018-05-07 | 1 | 17 | Winter: On-Peak |  | 61 | heating | 0.09154 | 0.94026 | 1.0177 | 0.087597 | 4.3818 | 1.3096 | 4.3586 | 0.088064 | 0 | 1.3522 | 0.9441 | 0 | 0.087597
2018-05-07 | 1 | 18 | Winter: On-Peak |  | 57 | heating | 0.13432 | 0.98182 | 1.0177 | 0.13422 | 4.2531 | 1.9477 | 4.112 | 0.13883 | 0 | 1.5599 | 0.9441 | 0 | 0.13422
2018-05-07 | 1 | 19 | Winter: On-Peak |  | 55 | heating | 0.15571 | 0.98419 | 1.0177 | 0.15597 | 4.1851 | 2.2272 | 3.9877 | 0.16369 | 0 | 1.6764 | 0.9441 | 0 | 0.15597
2018-05-07 | 1 | 20 | Winter: On-Peak |  | 54 | heating | 0.16641 | 0.97072 | 1.0177 | 0.1644 | 4.156 | 2.3313 | 3.9259 | 0.17404 | 0 | 1.5244 | 0.9441 | 0 | 0.1644
2018-05-07 | 1 | 21 | Winter: On-Peak |  | 52 | heating | 0.1878 | 0.95751 | 1.0177 | 0.18301 | 4.0951 | 2.5571 | 3.8021 | 0.19712 | 0 | 1.4449 | 0.9441 | 0 | 0.18301
2018-05-07 | 1 | 22 | Winter: On-Peak |  | 48 | heating | 0.23059 | 0.94265 | 1.0177 | 0.22122 | 3.9631 | 2.9913 | 3.5525 | 0.24678 | 0 | 1.2427 | 0.9441 | 0 | 0.22122
2018-05-07 | 1 | 23 | Winter: Off-Peak |  | 46 | heating | 0.25198 | 0.94451 | 1.0177 | 0.24221 | 3.8708 | 3.199 | 3.4229 | 0.27391 | 0 | 1.0298 | 0.9441 | 0 | 0.24221
2018-05-08 | 2 | 0 | Winter: Off-Peak |  | 46 | heating | 0.25198 | 0.97482 | 1.02 | 0.25054 | 3.8708 | 3.3089 | 3.4229 | 0.28332 | 0 | 0.90669 | 0.83669 | 0 | 0.25054
2018-05-08 | 2 | 1 | Winter: Off-Peak |  | 46 | heating | 0.25198 | 1.0122 | 1.02 | 0.26016 | 3.8708 | 3.436 | 3.4229 | 0.2942 | 0 | 0.81803 | 0.83669 | 0 | 0.26016
2018-05-08 | 2 | 2 | Winter: Off-Peak |  | 45 | heating | 0.26267 | 1.051 | 1.02 | 0.28157 | 3.8226 | 3.6724 | 3.3575 | 0.32058 | 0 | 0.74508 | 0.83669 | 0 | 0.28157
2018-05-08 | 2 | 3 | Winter: Off-Peak |  | 45 | heating | 0.26267 | 1.0924 | 1.02 | 0.29267 | 3.8226 | 3.8172 | 3.3575 | 0.33322 | 0 | 0.69159 | 0.83669 | 0 | 0.29267
2018-05-08 | 2 | 4 | Winter: Off-Peak |  | 45 | heating | 0.26267 | 1.1348 | 1.02 | 0.30404 | 3.8226 | 3.9655 | 3.3575 | 0.34616 | 0 | 0.64739 | 0.83669 | 0 | 0.30404
2018-05-08 | 2 | 5 | Winter: Off-Peak |  | 45 | heating | 0.26267 | 1.1636 | 1.02 | 0.31174 | 3.8226 | 4.0659 | 3.3575 | 0.35492 | 0 | 0.7214 | 0.83669 | 0 | 0.31174
2018-05-08 | 2 | 6 | Winter: Off-Peak |  | 45 | heating | 0.26267 | 1.2084 | 1.02 | 0.32375 | 3.8226 | 4.2225 | 3.3575 | 0.36859 | 0 | 0.87787 | 0.83669 | 0 | 0.32375
2018-05-08 | 2 | 7 | Winter: On-Peak |  | 46 | heating | 0.25198 | 1.1637 | 1.02 | 0.29909 | 3.8708 | 3.9502 | 3.4229 | 0.33824 | 0 | 0.97331 | 0.83669 | 0 | 0.29909
2018-05-08 | 2 | 8 | Winter: On-Peak |  | 46 | heating | 0.25198 | 1.0942 | 1.02 | 0.28122 | 3.8708 | 3.7141 | 3.4229 | 0.31802 | 0 | 0.9494 | 0.83669 | 0 | 0.28122
2018-05-08 | 2 | 9 | Winter: On-Peak |  | 46 | heating | 0.25198 | 1.0343 | 1.02 | 0.26582 | 3.8708 | 3.5108 | 3.4229 | 0.30061 | 0 | 0.84085 | 0.83669 | 0 | 0.26582
2018-05-08 | 2 | 10 | Winter: On-Peak |  | 46 | heating | 0.25198 | 0.98112 | 1.02 | 0.25216 | 3.8708 | 3.3303 | 3.4229 | 0.28516 | 0 | 0.74504 | 0.83669 | 0 | 0.25216
2018-05-08 | 2 | 11 | Winter: On-Peak |  | 46 | heating | 0.25198 | 0.94956 | 1.02 | 0.24405 | 3.8708 | 3.2232 | 3.4229 | 0.27598 | 0 | 0.72851 | 0.83669 | 0 | 0.24405
2018-05-08 | 2 | 12 | Winter: On-Peak |  | 48 | heating | 0.23059 | 0.91648 | 1.02 | 0.21555 | 3.9631 | 2.9146 | 3.5525 | 0.24046 | 0 | 0.75911 | 0.83669 | 0 | 0.21555
2018-05-08 | 2 | 13 | Winter: On-Peak |  | 48 | heating | 0.23059 | 0.9004 | 1.02 | 0.21177 | 3.9631 | 2.8635 | 3.5525 | 0.23624 | 0 | 0.79116 | 0.83669 | 0 | 0.21177
2018-05-08 | 2 | 14 | Winter: On-Peak |  | 54 | heating | 0.16641 | 0.86033 | 1.02 | 0.14603 | 4.156 | 2.0707 | 3.9259 | 0.15458 | 0 | 0.84356 | 0.83669 | 0 | 0.14603
2018-05-08 | 2 | 15 | Winter: On-Peak |  | 54 | heating | 0.16641 | 0.85755 | 1.02 | 0.14555 | 4.156 | 2.064 | 3.9259 | 0.15408 | 0 | 0.96593 | 0.83669 | 0 | 0.14555
2018-05-08 | 2 | 16 | Winter: On-Peak |  | 54 | heating | 0.16641 | 0.88345 | 1.02 | 0.14995 | 4.156 | 2.1263 | 3.9259 | 0.15874 | 0 | 1.1649 | 0.83669 | 0 | 0.14995
2018-05-08 | 2 | 17 | Winter: On-Peak |  | 54 | heating | 0.16641 | 0.94026 | 1.02 | 0.15959 | 4.156 | 2.2631 | 3.9259 | 0.16895 | 0 | 1.3522 | 0.83669 | 0 | 0.15959
2018-05-08 | 2 | 18 | Winter: On-Peak |  | 45 | heating | 0.26267 | 0.98182 | 1.02 | 0.26305 | 3.8226 | 3.4308 | 3.3575 | 0.29948 | 0 | 1.5599 | 0.83669 | 0 | 0.26305
2018-05-08 | 2 | 19 | Winter: On-Peak |  | 46 | heating | 0.25198 | 0.98419 | 1.02 | 0.25294 | 3.8708 | 3.3407 | 3.4229 | 0.28605 | 0 | 1.6764 | 0.83669 | 0 | 0.25294
2018-05-08 | 2 | 20 | Winter: On-Peak |  | 45 | heating | 0.26267 | 0.97072 | 1.02 | 0.26007 | 3.8226 | 3.392 | 3.3575 | 0.2961 | 0 | 1.5244 | 0.83669 | 0 | 0.26007
2018-05-08 | 2 | 21 | Winter: On-Peak |  | 43 | heating | 0.28407 | 0.95751 | 1.02 | 0.27743 | 3.737 | 3.5374 | 3.2279 | 0.32118 | 0 | 1.4449 | 0.83669 | 0 | 0.27743
2018-05-08 | 2 | 22 | Winter: On-Peak |  | 43 | heating | 0.28407 | 0.94265 | 1.02 | 0.27312 | 3.737 | 3.4825 | 3.2279 | 0.3162 | 0 | 1.2427 | 0.83669 | 0 | 0.27312
2018-05-08 | 2 | 23 | Winter: Off-Peak |  | 39 | heating | 0.32685 | 0.94451 | 1.02 | 0.31487 | 3.4954 | 3.7553 | 2.9502 | 0.37306 | 0 | 1.0298 | 0.83669 | 0 | 0.31487
2018-05-09 | 3 | 0 | Winter: Off-Peak |  | 39 | heating | 0.32685 | 0.97482 | 1.0263 | 0.327 | 3.4954 | 3.8998 | 2.9502 | 0.38743 | 0 | 0.90669 | 0.94211 | 0 | 0.327
2018-05-09 | 3 | 1 | Winter: Off-Peak |  | 37 | heating | 0.34824 | 1.0122 | 1.0263 | 0.36178 | 3.3551 | 4.1415 | 2.8034 | 0.43297 | 0 | 0.81803 | 0.94211 | 0 | 0.36178
2018-05-09 | 3 | 2 | Winter: Off-Peak |  | 37 | heating | 0.34824 | 1.051 | 1.0263 | 0.37562 | 3.3551 | 4.2999 | 2.8034 | 0.44953 | 0 | 0.74508 | 0.94211 | 0 | 0.37562
2018-05-09 | 3 | 3 | Winter: Off-Peak |  | 37 | heating | 0.34824 | 1.0924 | 1.0263 | 0.39043 | 3.3551 | 4.4694 | 2.8034 | 0.46726 | 0 | 0.69159 | 0.94211 | 0 | 0.39043
2018-05-09 | 3 | 4 | Winter: Off-Peak |  | 36 | heating | 0.35894 | 1.1348 | 1.0263 | 0.41805 | 3.2767 | 4.6738 | 2.7263 | 0.50244 | 0 | 0.64739 | 0.94211 | 0 | 0.41805
2018-05-09 | 3 | 5 | Winter: Off-Peak |  | 36 | heating | 0.35894 | 1.1636 | 1.0263 | 0.42863 | 3.2767 | 4.7921 | 2.7263 | 0.51516 | 0 | 0.7214 | 0.94211 | 0 | 0.42863
2018-05-09 | 3 | 6 | Winter: Off-Peak |  | 36 | heating | 0.35894 | 1.2084 | 1.0263 | 0.44514 | 3.2767 | 4.9768 | 2.7263 | 0.53501 | 0 | 0.87787 | 0.94211 | 0 | 0.44514
2018-05-09 | 3 | 7 | Winter: On-Peak |  | 36 | heating | 0.35894 | 1.1637 | 1.0263 | 0.4287 | 3.2767 | 4.7929 | 2.7263 | 0.51524 | 0 | 0.97331 | 0.94211 | 0 | 0.4287
2018-05-09 | 3 | 8 | Winter: On-Peak |  | 37 | heating | 0.34824 | 1.0942 | 1.0263 | 0.39107 | 3.3551 | 4.4768 | 2.8034 | 0.46802 | 0 | 0.9494 | 0.94211 | 0 | 0.39107
2018-05-09 | 3 | 9 | Winter: On-Peak |  | 37 | heating | 0.34824 | 1.0343 | 1.0263 | 0.36966 | 3.3551 | 4.2317 | 2.8034 | 0.4424 | 0 | 0.84085 | 0.94211 | 0 | 0.36966
2018-05-09 | 3 | 10 | Winter: On-Peak |  | 37 | heating | 0.34824 | 0.98112 | 1.0263 | 0.35065 | 3.3551 | 4.0141 | 2.8034 | 0.41966 | 0 | 0.74504 | 0.94211 | 0 | 0.35065
2018-05-09 | 3 | 11 | Winter: On-Peak |  | 37 | heating | 0.34824 | 0.94956 | 1.0263 | 0.33937 | 3.3551 | 3.885 | 2.8034 | 0.40616 | 0 | 0.72851 | 0.94211 | 0 | 0.33937
2018-05-09 | 3 | 12 | Winter: On-Peak |  | 39 | heating | 0.32685 | 0.91648 | 1.0263 | 0.30743 | 3.4954 | 3.6665 | 2.9502 | 0.36425 | 0 | 0.75911 | 0.94211 | 0 | 0.30743
2018-05-09 | 3 | 13 | Winter: On-Peak |  | 41 | heating | 0.30546 | 0.9004 | 1.0263 | 0.28227 | 3.629 | 3.4951 | 3.0928 | 0.33121 | 0 | 0.79116 | 0.94211 | 0 | 0.28227
2018-05-09 | 3 | 14 | Winter: On-Peak |  | 43 | heating | 0.28407 | 0.86033 | 1.0263 | 0.25082 | 3.737 | 3.1981 | 3.2279 | 0.29038 | 0 | 0.84356 | 0.94211 | 0 | 0.25082
2018-05-09 | 3 | 15 | Winter: On-Peak |  | 43 | heating | 0.28407 | 0.85755 | 1.0263 | 0.25001 | 3.737 | 3.1878 | 3.2279 | 0.28944 | 0 | 0.96593 | 0.94211 | 0 | 0.25001
2018-05-09 | 3 | 16 | Winter: On-Peak |  | 43 | heating | 0.28407 | 0.88345 | 1.0263 | 0.25756 | 3.737 | 3.2841 | 3.2279 | 0.29818 | 0 | 1.1649 | 0.94211 | 0 | 0.25756
2018-05-09 | 3 | 17 | Winter: On-Peak |  | 43 | heating | 0.28407 | 0.94026 | 1.0263 | 0.27412 | 3.737 | 3.4952 | 3.2279 | 0.31736 | 0 | 1.3522 | 0.94211 | 0 | 0.27412
2018-05-09 | 3 | 18 | Winter: On-Peak |  | 39 | heating | 0.32685 | 0.98182 | 1.0263 | 0.32935 | 3.4954 | 3.9279 | 2.9502 | 0.39021 | 0 | 1.5599 | 0.94211 | 0 | 0.32935
2018-05-09 | 3 | 19 | Winter: On-Peak |  | 39 | heating | 0.32685 | 0.98419 | 1.0263 | 0.33014 | 3.4954 | 3.9373 | 2.9502 | 0.39115 | 0 | 1.6764 | 0.94211 | 0 | 0.33014
2018-05-09 | 3 | 20 | Winter: On-Peak |  | 37 | heating | 0.34824 | 0.97072 | 1.0263 | 0.34694 | 3.3551 | 3.9716 | 2.8034 | 0.41521 | 0 | 1.5244 | 0.94211 | 0 | 0.34694
2018-05-09 | 3 | 21 | Winter: On-Peak |  | 37 | heating | 0.34824 | 0.95751 | 1.0263 | 0.34222 | 3.3551 | 3.9175 | 2.8034 | 0.40956 | 0 | 1.4449 | 0.94211 | 0 | 0.34222
2018-05-09 | 3 | 22 | Winter: On-Peak |  | 37 | heating | 0.34824 | 0.94265 | 1.0263 | 0.3369 | 3.3551 | 3.8567 | 2.8034 | 0.4032 | 0 | 1.2427 | 0.94211 | 0 | 0.3369
2018-05-09 | 3 | 23 | Winter: Off-Peak |  | 37 | heating | 0.34824 | 0.94451 | 1.0263 | 0.33757 | 3.3551 | 3.8643 | 2.8034 | 0.404 | 0 | 1.0298 | 0.94211 | 0 | 0.33757
2018-05-10 | 4 | 0 | Winter: Off-Peak |  | 36 | heating | 0.35894 | 0.97482 | 1.002 | 0.35061 | 3.2767 | 3.9199 | 2.7263 | 0.42139 | 0 | 0.90669 | 1.0706 | 0 | 0.35061
2018-05-10 | 4 | 1 | Winter: Off-Peak |  | 36 | heating | 0.35894 | 1.0122 | 1.002 | 0.36407 | 3.2767 | 4.0704 | 2.7263 | 0.43757 | 0 | 0.81803 | 1.0706 | 0 | 0.36407
2018-05-10 | 4 | 2 | Winter: Off-Peak |  | 36 | heating | 0.35894 | 1.051 | 1.002 | 0.378 | 3.2767 | 4.2261 | 2.7263 | 0.45431 | 0 | 0.74508 | 1.0706 | 0 | 0.378
2018-05-10 | 4 | 3 | Winter: Off-Peak |  | 34 | heating | 0.38033 | 1.0924 | 1.002 | 0.41632 | 3.1618 | 4.4913 | 2.5824 | 0.50972 | 0 | 0.69159 | 1.0706 | 0 | 0.41632
2018-05-10 | 4 | 4 | Winter: Off-Peak |  | 30 | heating | 0.42311 | 1.1348 | 1.002 | 0.48114 | 3.0748 | 5.0477 | 2.334 | 0.63385 | 0 | 0.64739 | 1.0706 | 0 | 0.48114
2018-05-10 | 4 | 5 | Winter: Off-Peak |  | 30 | heating | 0.42311 | 1.1636 | 1.002 | 0.49332 | 3.0748 | 5.1755 | 2.334 | 0.64989 | 0 | 0.7214 | 1.0706 | 0 | 0.49332
2018-05-10 | 4 | 6 | Winter: Off-Peak |  | 36 | heating | 0.35894 | 1.2084 | 1.002 | 0.43462 | 3.2767 | 4.8592 | 2.7263 | 0.52236 | 0 | 0.87787 | 1.0706 | 0 | 0.43462
2018-05-10 | 4 | 7 | Winter: On-Peak |  | 37 | heating | 0.34824 | 1.1637 | 1.002 | 0.40609 | 3.3551 | 4.6488 | 2.8034 | 0.486 | 0 | 0.97331 | 1.0706 | 0 | 0.40609
2018-05-10 | 4 | 8 | Winter: On-Peak |  | 37 | heating | 0.34824 | 1.0942 | 1.002 | 0.38182 | 3.3551 | 4.3709 | 2.8034 | 0.45696 | 0 | 0.9494 | 1.0706 | 0 | 0.38182
2018-05-10 | 4 | 9 | Winter: On-Peak |  | 41 | heating | 0.30546 | 1.0343 | 1.002 | 0.31658 | 3.629 | 3.92 | 3.0928 | 0.37147 | 0 | 0.84085 | 1.0706 | 0 | 0.31658
2018-05-10 | 4 | 10 | Winter: On-Peak |  | 45 | heating | 0.26267 | 0.98112 | 1.002 | 0.25824 | 3.8226 | 3.3681 | 3.3575 | 0.29401 | 0 | 0.74504 | 1.0706 | 0 | 0.25824
2018-05-10 | 4 | 11 | Winter: On-Peak |  | 46 | heating | 0.25198 | 0.94956 | 1.002 | 0.23976 | 3.8708 | 3.1666 | 3.4229 | 0.27114 | 0 | 0.72851 | 1.0706 | 0 | 0.23976
2018-05-10 | 4 | 12 | Winter: On-Peak |  | 48 | heating | 0.23059 | 0.91648 | 1.002 | 0.21176 | 3.9631 | 2.8634 | 3.5525 | 0.23624 | 0 | 0.75911 | 1.0706 | 0 | 0.21176
2018-05-10 | 4 | 13 | Winter: On-Peak |  | 48 | heating | 0.23059 | 0.9004 | 1.002 | 0.20804 | 3.9631 | 2.8132 | 3.5525 | 0.23209 | 0 | 0.79116 | 1.0706 | 0 | 0.20804
2018-05-10 | 4 | 14 | Winter: On-Peak |  | 50 | heating | 0.20919 | 0.86033 | 1.002 | 0.18034 | 4.0352 | 2.483 | 3.6783 | 0.19784 | 0 | 0.84356 | 1.0706 | 0 | 0.18034
2018-05-10 | 4 | 15 | Winter: On-Peak |  | 50 | heating | 0.20919 | 0.85755 | 1.002 | 0.17976 | 4.0352 | 2.4749 | 3.6783 | 0.1972 | 0 | 0.96593 | 1.0706 | 0 | 0.17976
2018-05-10 | 4 | 16 | Winter: On-Peak |  | 48 | heating | 0.23059 | 0.88345 | 1.002 | 0.20413 | 3.9631 | 2.7602 | 3.5525 | 0.22772 | 0 | 1.1649 | 1.0706 | 0 | 0.20413
2018-05-10 | 4 | 17 | Winter: On-Peak |  | 48 | heating | 0.23059 | 0.94026 | 1.002 | 0.21725 | 3.9631 | 2.9377 | 3.5525 | 0.24236 | 0 | 1.3522 | 1.0706 | 0 | 0.21725
2018-05-10 | 4 | 18 | Winter: On-Peak |  | 46 | heating | 0.25198 | 0.98182 | 1.002 | 0.2479 | 3.8708 | 3.2741 | 3.4229 | 0.28035 | 0 | 1.5599 | 1.0706 | 0 | 0.2479
2018-05-10 | 4 | 19 | Winter: On-Peak |  | 45 | heating | 0.26267 | 0.98419 | 1.002 | 0.25905 | 3.8226 | 3.3787 | 3.3575 | 0.29493 | 0 | 1.6764 | 1.0706 | 0 | 0.25905
2018-05-10 | 4 | 20 | Winter: On-Peak |  | 43 | heating | 0.28407 | 0.97072 | 1.002 | 0.27631 | 3.737 | 3.5232 | 3.2279 | 0.31989 | 0 | 1.5244 | 1.0706 | 0 | 0.27631
2018-05-10 | 4 | 21 | Winter: On-Peak |  | 36 | heating | 0.35894 | 0.95751 | 1.002 | 0.34439 | 3.2767 | 3.8503 | 2.7263 | 0.41391 | 0 | 1.4449 | 1.0706 | 0 | 0.34439
2018-05-10 | 4 | 22 | Winter: On-Peak |  | 34 | heating | 0.38033 | 0.94265 | 1.002 | 0.35925 | 3.1618 | 3.8756 | 2.5824 | 0.43984 | 0 | 1.2427 | 1.0706 | 0 | 0.35925
2018-05-10 | 4 | 23 | Winter: Off-Peak |  | 34 | heating | 0.38033 | 0.94451 | 1.002 | 0.35996 | 3.1618 | 3.8832 | 2.5824 | 0.44071 | 0 | 1.0298 | 1.0706 | 0 | 0.35996
2018-05-11 | 5 | 0 | Winter: Off-Peak |  | 36 | heating | 0.35894 | 0.97482 | 1.0078 | 0.35263 | 3.2767 | 3.9424 | 2.7263 | 0.42382 | 0 | 0.90669 | 1.1856 | 0 | 0.35263
2018-05-11 | 5 | 1 | Winter: Off-Peak |  | 34 | heating | 0.38033 | 1.0122 | 1.0078 | 0.38799 | 3.1618 | 4.1856 | 2.5824 | 0.47503 | 0 | 0.81803 | 1.1856 | 0 | 0.38799
2018-05-11 | 5 | 2 | Winter: Off-Peak |  | 30 | heating | 0.42311 | 1.051 | 1.0078 | 0.44815 | 3.0748 | 4.7016 | 2.334 | 0.59038 | 0 | 0.74508 | 1.1856 | 0 | 0.44815
2018-05-11 | 5 | 3 | Winter: Off-Peak |  | 28 | heating | 0.4445 | 1.0924 | 1.0078 | 0.48937 | 3.0942 | 5.1664 | 2.2833 | 0.66316 | 0 | 0.69159 | 1.1856 | 0 | 0.48937
2018-05-11 | 5 | 4 | Winter: Off-Peak |  | 28 | heating | 0.4445 | 1.1348 | 1.0078 | 0.50837 | 3.0942 | 5.367 | 2.2833 | 0.68891 | 0 | 0.64739 | 1.1856 | 0 | 0.50837
2018-05-11 | 5 | 5 | Winter: Off-Peak |  | 28 | heating | 0.4445 | 1.1636 | 1.0078 | 0.52124 | 3.0942 | 5.5029 | 2.2833 | 0.70635 | 0 | 0.7214 | 1.1856 | 0 | 0.52124
2018-05-11 | 5 | 6 | Winter: Off-Peak |  | 32 | heating | 0.40172 | 1.2084 | 1.0078 | 0.48922 | 3.1004 | 5.1752 | 2.4523 | 0.61851 | 0 | 0.87787 | 1.1856 | 0 | 0.48922
2018-05-11 | 5 | 7 | Winter: On-Peak |  | 37 | heating | 0.34824 | 1.1637 | 1.0078 | 0.40842 | 3.3551 | 4.6755 | 2.8034 | 0.4888 | 0 | 0.97331 | 1.1856 | 0 | 0.40842
2018-05-11 | 5 | 8 | Winter: On-Peak |  | 43 | heating | 0.28407 | 1.0942 | 1.0078 | 0.31325 | 3.737 | 3.9941 | 3.2279 | 0.36266 | 0 | 0.9494 | 1.1856 | 0 | 0.31325
2018-05-11 | 5 | 9 | Winter: On-Peak |  | 46 | heating | 0.25198 | 1.0343 | 1.0078 | 0.26265 | 3.8708 | 3.469 | 3.4229 | 0.29703 | 0 | 0.84085 | 1.1856 | 0 | 0.26265
2018-05-11 | 5 | 10 | Winter: On-Peak |  | 48 | heating | 0.23059 | 0.98112 | 1.0078 | 0.228 | 3.9631 | 3.083 | 3.5525 | 0.25435 | 0 | 0.74504 | 1.1856 | 0 | 0.228
2018-05-11 | 5 | 11 | Winter: On-Peak |  | 52 | heating | 0.1878 | 0.94956 | 1.0078 | 0.17972 | 4.0951 | 2.5112 | 3.8021 | 0.19357 | 0 | 0.72851 | 1.1856 | 0 | 0.17972
2018-05-11 | 5 | 12 | Winter: On-Peak |  | 52 | heating | 0.1878 | 0.91648 | 1.0078 | 0.17346 | 4.0951 | 2.4237 | 3.8021 | 0.18683 | 0 | 0.75911 | 1.1856 | 0 | 0.17346
2018-05-11 | 5 | 13 | Winter: On-Peak |  | 54 | heating | 0.16641 | 0.9004 | 1.0078 | 0.15101 | 4.156 | 2.1413 | 3.9259 | 0.15986 | 0 | 0.79116 | 1.1856 | 0 | 0.15101
2018-05-11 | 5 | 14 | Winter: On-Peak |  | 55 | heating | 0.15571 | 0.86033 | 1.0078 | 0.13501 | 4.1851 | 1.9279 | 3.9877 | 0.1417 | 0 | 0.84356 | 1.1856 | 0 | 0.13501
2018-05-11 | 5 | 15 | Winter: On-Peak |  | 55 | heating | 0.15571 | 0.85755 | 1.0078 | 0.13457 | 4.1851 | 1.9217 | 3.9877 | 0.14124 | 0 | 0.96593 | 1.1856 | 0 | 0.13457
2018-05-11 | 5 | 16 | Winter: On-Peak |  | 55 | heating | 0.15571 | 0.88345 | 1.0078 | 0.13864 | 4.1851 | 1.9797 | 3.9877 | 0.1455 | 0 | 1.1649 | 1.1856 | 0 | 0.13864
2018-05-11 | 5 | 17 | Winter: On-Peak |  | 55 | heating | 0.15571 | 0.94026 | 1.0078 | 0.14755 | 4.1851 | 2.107 | 3.9877 | 0.15486 | 0 | 1.3522 | 1.1856 | 0 | 0.14755
2018-05-11 | 5 | 18 | Winter: On-Peak |  | 54 | heating | 0.16641 | 0.98182 | 1.0078 | 0.16466 | 4.156 | 2.3349 | 3.9259 | 0.17431 | 0 | 1.5599 | 1.1856 | 0 | 0.16466
2018-05-11 | 5 | 19 | Winter: On-Peak |  | 50 | heating | 0.20919 | 0.98419 | 1.0078 | 0.20749 | 4.0352 | 2.8568 | 3.6783 | 0.22762 | 0 | 1.6764 | 1.1856 | 0 | 0.20749
2018-05-11 | 5 | 20 | Winter: On-Peak |  | 48 | heating | 0.23059 | 0.97072 | 1.0078 | 0.22558 | 3.9631 | 3.0503 | 3.5525 | 0.25165 | 0 | 1.5244 | 1.1856 | 0 | 0.22558
2018-05-11 | 5 | 21 | Winter: On-Peak |  | 45 | heating | 0.26267 | 0.95751 | 1.0078 | 0.25348 | 3.8226 | 3.306 | 3.3575 | 0.28859 | 0 | 1.4449 | 1.1856 | 0 | 0.25348
2018-05-11 | 5 | 22 | Winter: On-Peak |  | 43 | heating | 0.28407 | 0.94265 | 1.0078 | 0.26986 | 3.737 | 3.441 | 3.2279 | 0.31243 | 0 | 1.2427 | 1.1856 | 0 | 0.26986
2018-05-11 | 5 | 23 | Winter: Off-Peak |  | 43 | heating | 0.28407 | 0.94451 | 1.0078 | 0.2704 | 3.737 | 3.4477 | 3.2279 | 0.31304 | 0 | 1.0298 | 1.1856 | 0 | 0.2704
2018-05-12 | 6 | 0 | Winter: Off-Peak |  | 41 | heating | 0.30546 | 0.97482 | 0.98855 | 0.29435 | 3.629 | 3.6448 | 3.0928 | 0.34539 | 0 | 0.90669 | 1.0113 | 0 | 0.29435
2018-05-12 | 6 | 1 | Winter: Off-Peak |  | 39 | heating | 0.32685 | 1.0122 | 0.98855 | 0.32706 | 3.4954 | 3.9006 | 2.9502 | 0.3875 | 0 | 0.81803 | 1.0113 | 0 | 0.32706
2018-05-12 | 6 | 2 | Winter: Off-Peak |  | 39 | heating | 0.32685 | 1.051 | 0.98855 | 0.33957 | 3.4954 | 4.0498 | 2.9502 | 0.40233 | 0 | 0.74508 | 1.0113 | 0 | 0.33957
2018-05-12 | 6 | 3 | Winter: Off-Peak |  | 39 | heating | 0.32685 | 1.0924 | 0.98855 | 0.35296 | 3.4954 | 4.2095 | 2.9502 | 0.41819 | 0 | 0.69159 | 1.0113 | 0 | 0.35296
2018-05-12 | 6 | 4 | Winter: Off-Peak |  | 39 | heating | 0.32685 | 1.1348 | 0.98855 | 0.36667 | 3.4954 | 4.373 | 2.9502 | 0.43443 | 0 | 0.64739 | 1.0113 | 0 | 0.36667
2018-05-12 | 6 | 5 | Winter: Off-Peak |  | 39 | heating | 0.32685 | 1.1636 | 0.98855 | 0.37595 | 3.4954 | 4.4837 | 2.9502 | 0.44543 | 0 | 0.7214 | 1.0113 | 0 | 0.37595
2018-05-12 | 6 | 6 | Winter: Off-Peak |  | 43 | heating | 0.28407 | 1.2084 | 0.98855 | 0.33933 | 3.737 | 4.3267 | 3.2279 | 0.39285 | 0 | 0.87787 | 1.0113 | 0 | 0.33933
2018-05-12 | 6 | 7 | Winter: Off-Peak |  | 45 | heating | 0.26267 | 1.1637 | 0.98855 | 0.30218 | 3.8226 | 3.9412 | 3.3575 | 0.34404 | 0 | 0.97331 | 1.0113 | 0 | 0.30218
2018-05-12 | 6 | 8 | Winter: Off-Peak |  | 46 | heating | 0.25198 | 1.0942 | 0.98855 | 0.27255 | 3.8708 | 3.5997 | 3.4229 | 0.30822 | 0 | 0.9494 | 1.0113 | 0 | 0.27255
2018-05-12 | 6 | 9 | Winter: Off-Peak |  | 50 | heating | 0.20919 | 1.0343 | 0.98855 | 0.21389 | 4.0352 | 2.9449 | 3.6783 | 0.23464 | 0 | 0.84085 | 1.0113 | 0 | 0.21389
2018-05-12 | 6 | 10 | Winter: Off-Peak |  | 52 | heating | 0.1878 | 0.98112 | 0.98855 | 0.18215 | 4.0951 | 2.545 | 3.8021 | 0.19619 | 0 | 0.74504 | 1.0113 | 0 | 0.18215
2018-05-12 | 6 | 11 | Winter: Off-Peak |  | 52 | heating | 0.1878 | 0.94956 | 0.98855 | 0.17629 | 4.0951 | 2.4632 | 3.8021 | 0.18987 | 0 | 0.72851 | 1.0113 | 0 | 0.17629
2018-05-12 | 6 | 12 | Winter: Off-Peak |  | 54 | heating | 0.16641 | 0.91648 | 0.98855 | 0.15077 | 4.156 | 2.1379 | 3.9259 | 0.1596 | 0 | 0.75911 | 1.0113 | 0 | 0.15077
2018-05-12 | 6 | 13 | Winter: Off-Peak |  | 54 | heating | 0.16641 | 0.9004 | 0.98855 | 0.14812 | 4.156 | 2.1004 | 3.9259 | 0.1568 | 0 | 0.79116 | 1.0113 | 0 | 0.14812
2018-05-12 | 6 | 14 | Winter: Off-Peak |  | 54 | heating | 0.16641 | 0.86033 | 0.98855 | 0.14153 | 4.156 | 2.0069 | 3.9259 | 0.14982 | 0 | 0.84356 | 1.0113 | 0 | 0.14153
2018-05-12 | 6 | 15 | Winter: Off-Peak |  | 54 | heating | 0.16641 | 0.85755 | 0.98855 | 0.14107 | 4.156 | 2.0004 | 3.9259 | 0.14934 | 0 | 0.96593 | 1.0113 | 0 | 0.14107
2018-05-12 | 6 | 16 | Winter: Off-Peak |  | 54 | heating | 0.16641 | 0.88345 | 0.98855 | 0.14533 | 4.156 | 2.0608 | 3.9259 | 0.15385 | 0 | 1.1649 | 1.0113 | 0 | 0.14533
2018-05-12 | 6 | 17 | Winter: Off-Peak |  | 52 | heating | 0.1878 | 0.94026 | 0.98855 | 0.17456 | 4.0951 | 2.439 | 3.8021 | 0.18801 | 0 | 1.3522 | 1.0113 | 0 | 0.17456
2018-05-12 | 6 | 18 | Winter: Off-Peak |  | 54 | heating | 0.16641 | 0.98182 | 0.98855 | 0.16151 | 4.156 | 2.2903 | 3.9259 | 0.17098 | 0 | 1.5599 | 1.0113 | 0 | 0.16151
2018-05-12 | 6 | 19 | Winter: Off-Peak |  | 50 | heating | 0.20919 | 0.98419 | 0.98855 | 0.20353 | 4.0352 | 2.8022 | 3.6783 | 0.22327 | 0 | 1.6764 | 1.0113 | 0 | 0.20353
2018-05-12 | 6 | 20 | Winter: Off-Peak |  | 45 | heating | 0.26267 | 0.97072 | 0.98855 | 0.25206 | 3.8226 | 3.2875 | 3.3575 | 0.28698 | 0 | 1.5244 | 1.0113 | 0 | 0.25206
2018-05-12 | 6 | 21 | Winter: Off-Peak |  | 41 | heating | 0.30546 | 0.95751 | 0.98855 | 0.28913 | 3.629 | 3.5801 | 3.0928 | 0.33926 | 0 | 1.4449 | 1.0113 | 0 | 0.28913
2018-05-12 | 6 | 22 | Winter: Off-Peak |  | 37 | heating | 0.34824 | 0.94265 | 0.98855 | 0.32451 | 3.3551 | 3.7149 | 2.8034 | 0.38837 | 0 | 1.2427 | 1.0113 | 0 | 0.32451
2018-05-12 | 6 | 23 | Winter: Off-Peak |  | 37 | heating | 0.34824 | 0.94451 | 0.98855 | 0.32515 | 3.3551 | 3.7222 | 2.8034 | 0.38913 | 0 | 1.0298 | 1.0113 | 0 | 0.32515
2018-05-13 | 7 | 0 | Winter: Off-Peak |  | 36 | heating | 0.35894 | 0.97482 | 0.93761 | 0.32807 | 3.2767 | 3.6678 | 2.7263 | 0.3943 | 0 | 0.90669 | 1.0096 | 0 | 0.32807
2018-05-13 | 7 | 1 | Winter: Off-Peak |  | 34 | heating | 0.38033 | 1.0122 | 0.93761 | 0.36096 | 3.1618 | 3.8941 | 2.5824 | 0.44194 | 0 | 0.81803 | 1.0096 | 0 | 0.36096
2018-05-13 | 7 | 2 | Winter: Off-Peak |  | 34 | heating | 0.38033 | 1.051 | 0.93761 | 0.37477 | 3.1618 | 4.0431 | 2.5824 | 0.45885 | 0 | 0.74508 | 1.0096 | 0 | 0.37477
2018-05-13 | 7 | 3 | Winter: Off-Peak |  | 30 | heating | 0.42311 | 1.0924 | 0.93761 | 0.43337 | 3.0748 | 4.5465 | 2.334 | 0.57092 | 0 | 0.69159 | 1.0096 | 0 | 0.43337
2018-05-13 | 7 | 4 | Winter: Off-Peak |  | 30 | heating | 0.42311 | 1.1348 | 0.93761 | 0.4502 | 3.0748 | 4.7231 | 2.334 | 0.59309 | 0 | 0.64739 | 1.0096 | 0 | 0.4502
2018-05-13 | 7 | 5 | Winter: Off-Peak |  | 30 | heating | 0.42311 | 1.1636 | 0.93761 | 0.4616 | 3.0748 | 4.8427 | 2.334 | 0.6081 | 0 | 0.7214 | 1.0096 | 0 | 0.4616
2018-05-13 | 7 | 6 | Winter: Off-Peak |  | 34 | heating | 0.38033 | 1.2084 | 0.93761 | 0.43091 | 3.1618 | 4.6487 | 2.5824 | 0.52758 | 0 | 0.87787 | 1.0096 | 0 | 0.43091
2018-05-13 | 7 | 7 | Winter: Off-Peak |  | 39 | heating | 0.32685 | 1.1637 | 0.93761 | 0.35664 | 3.4954 | 4.2533 | 2.9502 | 0.42254 | 0 | 0.97331 | 1.0096 | 0 | 0.35664
2018-05-13 | 7 | 8 | Winter: Off-Peak |  | 46 | heating | 0.25198 | 1.0942 | 0.93761 | 0.25851 | 3.8708 | 3.4142 | 3.4229 | 0.29234 | 0 | 0.9494 | 1.0096 | 0 | 0.25851
2018-05-13 | 7 | 9 | Winter: Off-Peak |  | 50 | heating | 0.20919 | 1.0343 | 0.93761 | 0.20287 | 4.0352 | 2.7931 | 3.6783 | 0.22255 | 0 | 0.84085 | 1.0096 | 0 | 0.20287
2018-05-13 | 7 | 10 | Winter: Off-Peak |  | 55 | heating | 0.15571 | 0.98112 | 0.93761 | 0.14324 | 4.1851 | 2.0455 | 3.9877 | 0.15034 | 0 | 0.74504 | 1.0096 | 0 | 0.14324
2018-05-13 | 7 | 11 | Winter: Off-Peak |  | 55 | heating | 0.15571 | 0.94956 | 0.93761 | 0.13864 | 4.1851 | 1.9797 | 3.9877 | 0.1455 | 0 | 0.72851 | 1.0096 | 0 | 0.13864
2018-05-13 | 7 | 12 | Winter: Off-Peak |  | 57 | heating | 0.13432 | 0.91648 | 0.93761 | 0.11542 | 4.2531 | 1.675 | 4.112 | 0.11939 | 0 | 0.75911 | 1.0096 | 0 | 0.11542
2018-05-13 | 7 | 13 | Winter: Off-Peak |  | 61 | heating | 0.09154 | 0.9004 | 0.93761 | 0.07728 | 4.3818 | 1.1554 | 4.3586 | 0.077692 | 0 | 0.79116 | 1.0096 | 0 | 0.07728
2018-05-13 | 7 | 14 | Winter: Off-Peak |  | 61 | heating | 0.09154 | 0.86033 | 0.93761 | 0.07384 | 4.3818 | 1.104 | 4.3586 | 0.074234 | 0 | 0.84356 | 1.0096 | 0 | 0.07384
2018-05-13 | 7 | 15 | Winter: Off-Peak |  | 61 | heating | 0.09154 | 0.85755 | 0.93761 | 0.073602 | 4.3818 | 1.1004 | 4.3586 | 0.073994 | 0 | 0.96593 | 1.0096 | 0 | 0.073602
2018-05-13 | 7 | 16 | Winter: Off-Peak |  | 61 | heating | 0.09154 | 0.88345 | 0.93761 | 0.075825 | 4.3818 | 1.1336 | 4.3586 | 0.076229 | 0 | 1.1649 | 1.0096 | 0 | 0.075825
2018-05-13 | 7 | 17 | Winter: Off-Peak |  | 61 | heating | 0.09154 | 0.94026 | 0.93761 | 0.080701 | 4.3818 | 1.2065 | 4.3586 | 0.081131 | 0 | 1.3522 | 1.0096 | 0 | 0.080701
2018-05-13 | 7 | 18 | Winter: Off-Peak |  | 59 | heating | 0.11293 | 0.98182 | 0.93761 | 0.10396 | 4.3182 | 1.5317 | 4.2356 | 0.10599 | 0 | 1.5599 | 1.0096 | 0 | 0.10396
2018-05-13 | 7 | 19 | Winter: Off-Peak |  | 55 | heating | 0.15571 | 0.98419 | 0.93761 | 0.14369 | 4.1851 | 2.0519 | 3.9877 | 0.15081 | 0 | 1.6764 | 1.0096 | 0 | 0.14369
2018-05-13 | 7 | 20 | Winter: Off-Peak |  | 54 | heating | 0.16641 | 0.97072 | 0.93761 | 0.15146 | 4.156 | 2.1477 | 3.9259 | 0.16034 | 0 | 1.5244 | 1.0096 | 0 | 0.15146
2018-05-13 | 7 | 21 | Winter: Off-Peak |  | 54 | heating | 0.16641 | 0.95751 | 0.93761 | 0.1494 | 4.156 | 2.1185 | 3.9259 | 0.15815 | 0 | 1.4449 | 1.0096 | 0 | 0.1494
2018-05-13 | 7 | 22 | Winter: Off-Peak |  | 50 | heating | 0.20919 | 0.94265 | 0.93761 | 0.18489 | 4.0352 | 2.5456 | 3.6783 | 0.20283 | 0 | 1.2427 | 1.0096 | 0 | 0.18489
2018-05-13 | 7 | 23 | Winter: Off-Peak |  | 48 | heating | 0.23059 | 0.94451 | 0.93761 | 0.2042 | 3.9631 | 2.7612 | 3.5525 | 0.2278 | 0 | 1.0298 | 1.0096 | 0 | 0.2042
2018-05-14 | 1 | 0 | Winter: Off-Peak |  | 46 | Neither | 0 | 0.97482 | 1.0177 | 0 | 3.8708 | 0 | 3.4229 | 0 | 0 | 0.90669 | 0.9441 | 0 | 0
2018-05-14 | 1 | 1 | Winter: Off-Peak |  | 46 | Neither | 0 | 1.0122 | 1.0177 | 0 | 3.8708 | 0 | 3.4229 | 0 | 0 | 0.81803 | 0.9441 | 0 | 0
2018-05-14 | 1 | 2 | Winter: Off-Peak |  | 46 | Neither | 0 | 1.051 | 1.0177 | 0 | 3.8708 | 0 | 3.4229 | 0 | 0 | 0.74508 | 0.9441 | 0 | 0
2018-05-14 | 1 | 3 | Winter: Off-Peak |  | 46 | Neither | 0 | 1.0924 | 1.0177 | 0 | 3.8708 | 0 | 3.4229 | 0 | 0 | 0.69159 | 0.9441 | 0 | 0
2018-05-14 | 1 | 4 | Winter: Off-Peak |  | 46 | Neither | 0 | 1.1348 | 1.0177 | 0 | 3.8708 | 0 | 3.4229 | 0 | 0 | 0.64739 | 0.9441 | 0 | 0
2018-05-14 | 1 | 5 | Winter: Off-Peak |  | 46 | Neither | 0 | 1.1636 | 1.0177 | 0 | 3.8708 | 0 | 3.4229 | 0 | 0 | 0.7214 | 0.9441 | 0 | 0
2018-05-14 | 1 | 6 | Winter: Off-Peak |  | 46 | Neither | 0 | 1.2084 | 1.0177 | 0 | 3.8708 | 0 | 3.4229 | 0 | 0 | 0.87787 | 0.9441 | 0 | 0
2018-05-14 | 1 | 7 | Winter: On-Peak |  | 48 | Neither | 0 | 1.1637 | 1.0177 | 0 | 3.9631 | 0 | 3.5525 | 0 | 0 | 0.97331 | 0.9441 | 0 | 0
2018-05-14 | 1 | 8 | Winter: On-Peak |  | 48 | Neither | 0 | 1.0942 | 1.0177 | 0 | 3.9631 | 0 | 3.5525 | 0 | 0 | 0.9494 | 0.9441 | 0 | 0
2018-05-14 | 1 | 9 | Winter: On-Peak |  | 48 | Neither | 0 | 1.0343 | 1.0177 | 0 | 3.9631 | 0 | 3.5525 | 0 | 0 | 0.84085 | 0.9441 | 0 | 0
2018-05-14 | 1 | 10 | Winter: On-Peak |  | 50 | Neither | 0 | 0.98112 | 1.0177 | 0 | 4.0352 | 0 | 3.6783 | 0 | 0 | 0.74504 | 0.9441 | 0 | 0
2018-05-14 | 1 | 11 | Winter: On-Peak |  | 54 | Neither | 0 | 0.94956 | 1.0177 | 0 | 4.156 | 0 | 3.9259 | 0 | 0 | 0.72851 | 0.9441 | 0 | 0
2018-05-14 | 1 | 12 | Winter: On-Peak |  | 57 | Neither | 0 | 0.91648 | 1.0177 | 0 | 4.2531 | 0 | 4.112 | 0 | 0 | 0.75911 | 0.9441 | 0 | 0
2018-05-14 | 1 | 13 | Winter: On-Peak |  | 61 | Neither | 0 | 0.9004 | 1.0177 | 0 | 4.3818 | 0 | 4.3586 | 0 | 0 | 0.79116 | 0.9441 | 0 | 0
2018-05-14 | 1 | 14 | Winter: On-Peak |  | 66 | Neither | 0 | 0.86033 | 1.0177 | 0 | 4.3818 | 0 | 4.3586 | 0 | 0 | 0.84356 | 0.9441 | 0 | 0
2018-05-14 | 1 | 15 | Winter: On-Peak |  | 70 | Neither | 0 | 0.85755 | 1.0177 | 0 | 4.3818 | 0 | 4.3586 | 0 | 0 | 0.96593 | 0.9441 | 0 | 0
2018-05-14 | 1 | 16 | Winter: On-Peak |  | 70 | Neither | 0 | 0.88345 | 1.0177 | 0 | 4.3818 | 0 | 4.3586 | 0 | 0 | 1.1649 | 0.9441 | 0 | 0
2018-05-14 | 1 | 17 | Winter: On-Peak |  | 70 | Neither | 0 | 0.94026 | 1.0177 | 0 | 4.3818 | 0 | 4.3586 | 0 | 0 | 1.3522 | 0.9441 | 0 | 0
2018-05-14 | 1 | 18 | Winter: On-Peak |  | 68 | Neither | 0 | 0.98182 | 1.0177 | 0 | 4.3818 | 0 | 4.3586 | 0 | 0 | 1.5599 | 0.9441 | 0 | 0
2018-05-14 | 1 | 19 | Winter: On-Peak |  | 64 | Neither | 0 | 0.98419 | 1.0177 | 0 | 4.3818 | 0 | 4.3586 | 0 | 0 | 1.6764 | 0.9441 | 0 | 0
2018-05-14 | 1 | 20 | Winter: On-Peak |  | 64 | Neither | 0 | 0.97072 | 1.0177 | 0 | 4.3818 | 0 | 4.3586 | 0 | 0 | 1.5244 | 0.9441 | 0 | 0
2018-05-14 | 1 | 21 | Winter: On-Peak |  | 63 | Neither | 0 | 0.95751 | 1.0177 | 0 | 4.3818 | 0 | 4.3586 | 0 | 0 | 1.4449 | 0.9441 | 0 | 0
2018-05-14 | 1 | 22 | Winter: On-Peak |  | 61 | Neither | 0 | 0.94265 | 1.0177 | 0 | 4.3818 | 0 | 4.3586 | 0 | 0 | 1.2427 | 0.9441 | 0 | 0
2018-05-14 | 1 | 23 | Winter: Off-Peak |  | 61 | Neither | 0 | 0.94451 | 1.0177 | 0 | 4.3818 | 0 | 4.3586 | 0 | 0 | 1.0298 | 0.9441 | 0 | 0
2018-05-15 | 2 | 0 | Winter: Off-Peak |  | 59 | Neither | 0 | 0.97482 | 1.02 | 0 | 4.3182 | 0 | 4.2356 | 0 | 0 | 0.90669 | 0.83669 | 0 | 0
2018-05-15 | 2 | 1 | Winter: Off-Peak |  | 57 | Neither | 0 | 1.0122 | 1.02 | 0 | 4.2531 | 0 | 4.112 | 0 | 0 | 0.81803 | 0.83669 | 0 | 0
2018-05-15 | 2 | 2 | Winter: Off-Peak |  | 57 | Neither | 0 | 1.051 | 1.02 | 0 | 4.2531 | 0 | 4.112 | 0 | 0 | 0.74508 | 0.83669 | 0 | 0
2018-05-15 | 2 | 3 | Winter: Off-Peak |  | 57 | Neither | 0 | 1.0924 | 1.02 | 0 | 4.2531 | 0 | 4.112 | 0 | 0 | 0.69159 | 0.83669 | 0 | 0
2018-05-15 | 2 | 4 | Winter: Off-Peak |  | 52 | Neither | 0 | 1.1348 | 1.02 | 0 | 4.0951 | 0 | 3.8021 | 0 | 0 | 0.64739 | 0.83669 | 0 | 0
2018-05-15 | 2 | 5 | Winter: Off-Peak |  | 52 | Neither | 0 | 1.1636 | 1.02 | 0 | 4.0951 | 0 | 3.8021 | 0 | 0 | 0.7214 | 0.83669 | 0 | 0
2018-05-15 | 2 | 6 | Winter: Off-Peak |  | 52 | Neither | 0 | 1.2084 | 1.02 | 0 | 4.0951 | 0 | 3.8021 | 0 | 0 | 0.87787 | 0.83669 | 0 | 0
2018-05-15 | 2 | 7 | Winter: On-Peak |  | 54 | Neither | 0 | 1.1637 | 1.02 | 0 | 4.156 | 0 | 3.9259 | 0 | 0 | 0.97331 | 0.83669 | 0 | 0
2018-05-15 | 2 | 8 | Winter: On-Peak |  | 54 | Neither | 0 | 1.0942 | 1.02 | 0 | 4.156 | 0 | 3.9259 | 0 | 0 | 0.9494 | 0.83669 | 0 | 0
2018-05-15 | 2 | 9 | Winter: On-Peak |  | 55 | Neither | 0 | 1.0343 | 1.02 | 0 | 4.1851 | 0 | 3.9877 | 0 | 0 | 0.84085 | 0.83669 | 0 | 0
2018-05-15 | 2 | 10 | Winter: On-Peak |  | 57 | Neither | 0 | 0.98112 | 1.02 | 0 | 4.2531 | 0 | 4.112 | 0 | 0 | 0.74504 | 0.83669 | 0 | 0
2018-05-15 | 2 | 11 | Winter: On-Peak |  | 57 | Neither | 0 | 0.94956 | 1.02 | 0 | 4.2531 | 0 | 4.112 | 0 | 0 | 0.72851 | 0.83669 | 0 | 0
2018-05-15 | 2 | 12 | Winter: On-Peak |  | 59 | Neither | 0 | 0.91648 | 1.02 | 0 | 4.3182 | 0 | 4.2356 | 0 | 0 | 0.75911 | 0.83669 | 0 | 0
2018-05-15 | 2 | 13 | Winter: On-Peak |  | 63 | Neither | 0 | 0.9004 | 1.02 | 0 | 4.3818 | 0 | 4.3586 | 0 | 0 | 0.79116 | 0.83669 | 0 | 0
2018-05-15 | 2 | 14 | Winter: On-Peak |  | 61 | Neither | 0 | 0.86033 | 1.02 | 0 | 4.3818 | 0 | 4.3586 | 0 | 0 | 0.84356 | 0.83669 | 0 | 0
2018-05-15 | 2 | 15 | Winter: On-Peak |  | 63 | Neither | 0 | 0.85755 | 1.02 | 0 | 4.3818 | 0 | 4.3586 | 0 | 0 | 0.96593 | 0.83669 | 0 | 0
2018-05-15 | 2 | 16 | Winter: On-Peak |  | 61 | Neither | 0 | 0.88345 | 1.02 | 0 | 4.3818 | 0 | 4.3586 | 0 | 0 | 1.1649 | 0.83669 | 0 | 0
2018-05-15 | 2 | 17 | Winter: On-Peak |  | 59 | Neither | 0 | 0.94026 | 1.02 | 0 | 4.3182 | 0 | 4.2356 | 0 | 0 | 1.3522 | 0.83669 | 0 | 0
2018-05-15 | 2 | 18 | Winter: On-Peak |  | 57 | Neither | 0 | 0.98182 | 1.02 | 0 | 4.2531 | 0 | 4.112 | 0 | 0 | 1.5599 | 0.83669 | 0 | 0
2018-05-15 | 2 | 19 | Winter: On-Peak |  | 55 | Neither | 0 | 0.98419 | 1.02 | 0 | 4.1851 | 0 | 3.9877 | 0 | 0 | 1.6764 | 0.83669 | 0 | 0
2018-05-15 | 2 | 20 | Winter: On-Peak |  | 55 | Neither | 0 | 0.97072 | 1.02 | 0 | 4.1851 | 0 | 3.9877 | 0 | 0 | 1.5244 | 0.83669 | 0 | 0
2018-05-15 | 2 | 21 | Winter: On-Peak |  | 52 | Neither | 0 | 0.95751 | 1.02 | 0 | 4.0951 | 0 | 3.8021 | 0 | 0 | 1.4449 | 0.83669 | 0 | 0
2018-05-15 | 2 | 22 | Winter: On-Peak |  | 50 | Neither | 0 | 0.94265 | 1.02 | 0 | 4.0352 | 0 | 3.6783 | 0 | 0 | 1.2427 | 0.83669 | 0 | 0
2018-05-15 | 2 | 23 | Winter: Off-Peak |  | 50 | Neither | 0 | 0.94451 | 1.02 | 0 | 4.0352 | 0 | 3.6783 | 0 | 0 | 1.0298 | 0.83669 | 0 | 0
2018-05-16 | 3 | 0 | Winter: Off-Peak |  | 48 | Neither | 0 | 0.97482 | 1.0263 | 0 | 3.9631 | 0 | 3.5525 | 0 | 0 | 0.90669 | 0.94211 | 0 | 0
2018-05-16 | 3 | 1 | Winter: Off-Peak |  | 48 | Neither | 0 | 1.0122 | 1.0263 | 0 | 3.9631 | 0 | 3.5525 | 0 | 0 | 0.81803 | 0.94211 | 0 | 0
2018-05-16 | 3 | 2 | Winter: Off-Peak |  | 48 | Neither | 0 | 1.051 | 1.0263 | 0 | 3.9631 | 0 | 3.5525 | 0 | 0 | 0.74508 | 0.94211 | 0 | 0
2018-05-16 | 3 | 3 | Winter: Off-Peak |  | 50 | Neither | 0 | 1.0924 | 1.0263 | 0 | 4.0352 | 0 | 3.6783 | 0 | 0 | 0.69159 | 0.94211 | 0 | 0
2018-05-16 | 3 | 4 | Winter: Off-Peak |  | 46 | Neither | 0 | 1.1348 | 1.0263 | 0 | 3.8708 | 0 | 3.4229 | 0 | 0 | 0.64739 | 0.94211 | 0 | 0
2018-05-16 | 3 | 5 | Winter: Off-Peak |  | 45 | Neither | 0 | 1.1636 | 1.0263 | 0 | 3.8226 | 0 | 3.3575 | 0 | 0 | 0.7214 | 0.94211 | 0 | 0
2018-05-16 | 3 | 6 | Winter: Off-Peak |  | 46 | Neither | 0 | 1.2084 | 1.0263 | 0 | 3.8708 | 0 | 3.4229 | 0 | 0 | 0.87787 | 0.94211 | 0 | 0
2018-05-16 | 3 | 7 | Winter: On-Peak |  | 52 | Neither | 0 | 1.1637 | 1.0263 | 0 | 4.0951 | 0 | 3.8021 | 0 | 0 | 0.97331 | 0.94211 | 0 | 0
2018-05-16 | 3 | 8 | Winter: On-Peak |  | 54 | Neither | 0 | 1.0942 | 1.0263 | 0 | 4.156 | 0 | 3.9259 | 0 | 0 | 0.9494 | 0.94211 | 0 | 0
2018-05-16 | 3 | 9 | Winter: On-Peak |  | 59 | Neither | 0 | 1.0343 | 1.0263 | 0 | 4.3182 | 0 | 4.2356 | 0 | 0 | 0.84085 | 0.94211 | 0 | 0
2018-05-16 | 3 | 10 | Winter: On-Peak |  | 61 | Neither | 0 | 0.98112 | 1.0263 | 0 | 4.3818 | 0 | 4.3586 | 0 | 0 | 0.74504 | 0.94211 | 0 | 0
2018-05-16 | 3 | 11 | Winter: On-Peak |  | 63 | Neither | 0 | 0.94956 | 1.0263 | 0 | 4.3818 | 0 | 4.3586 | 0 | 0 | 0.72851 | 0.94211 | 0 | 0
2018-05-16 | 3 | 12 | Winter: On-Peak |  | 64 | Neither | 0 | 0.91648 | 1.0263 | 0 | 4.3818 | 0 | 4.3586 | 0 | 0 | 0.75911 | 0.94211 | 0 | 0
2018-05-16 | 3 | 13 | Winter: On-Peak |  | 64 | Neither | 0 | 0.9004 | 1.0263 | 0 | 4.3818 | 0 | 4.3586 | 0 | 0 | 0.79116 | 0.94211 | 0 | 0
2018-05-16 | 3 | 14 | Winter: On-Peak |  | 64 | Neither | 0 | 0.86033 | 1.0263 | 0 | 4.3818 | 0 | 4.3586 | 0 | 0 | 0.84356 | 0.94211 | 0 | 0
2018-05-16 | 3 | 15 | Winter: On-Peak |  | 64 | Neither | 0 | 0.85755 | 1.0263 | 0 | 4.3818 | 0 | 4.3586 | 0 | 0 | 0.96593 | 0.94211 | 0 | 0
2018-05-16 | 3 | 16 | Winter: On-Peak |  | 64 | Neither | 0 | 0.88345 | 1.0263 | 0 | 4.3818 | 0 | 4.3586 | 0 | 0 | 1.1649 | 0.94211 | 0 | 0
2018-05-16 | 3 | 17 | Winter: On-Peak |  | 64 | Neither | 0 | 0.94026 | 1.0263 | 0 | 4.3818 | 0 | 4.3586 | 0 | 0 | 1.3522 | 0.94211 | 0 | 0
2018-05-16 | 3 | 18 | Winter: On-Peak |  | 63 | Neither | 0 | 0.98182 | 1.0263 | 0 | 4.3818 | 0 | 4.3586 | 0 | 0 | 1.5599 | 0.94211 | 0 | 0
2018-05-16 | 3 | 19 | Winter: On-Peak |  | 59 | Neither | 0 | 0.98419 | 1.0263 | 0 | 4.3182 | 0 | 4.2356 | 0 | 0 | 1.6764 | 0.94211 | 0 | 0
2018-05-16 | 3 | 20 | Winter: On-Peak |  | 52 | Neither | 0 | 0.97072 | 1.0263 | 0 | 4.0951 | 0 | 3.8021 | 0 | 0 | 1.5244 | 0.94211 | 0 | 0
2018-05-16 | 3 | 21 | Winter: On-Peak |  | 48 | Neither | 0 | 0.95751 | 1.0263 | 0 | 3.9631 | 0 | 3.5525 | 0 | 0 | 1.4449 | 0.94211 | 0 | 0
2018-05-16 | 3 | 22 | Winter: On-Peak |  | 46 | Neither | 0 | 0.94265 | 1.0263 | 0 | 3.8708 | 0 | 3.4229 | 0 | 0 | 1.2427 | 0.94211 | 0 | 0
2018-05-16 | 3 | 23 | Winter: Off-Peak |  | 45 | Neither | 0 | 0.94451 | 1.0263 | 0 | 3.8226 | 0 | 3.3575 | 0 | 0 | 1.0298 | 0.94211 | 0 | 0
2018-05-17 | 4 | 0 | Winter: Off-Peak |  | 43 | Neither | 0 | 0.97482 | 1.002 | 0 | 3.737 | 0 | 3.2279 | 0 | 0 | 0.90669 | 1.0706 | 0 | 0
2018-05-17 | 4 | 1 | Winter: Off-Peak |  | 41 | Neither | 0 | 1.0122 | 1.002 | 0 | 3.629 | 0 | 3.0928 | 0 | 0 | 0.81803 | 1.0706 | 0 | 0
2018-05-17 | 4 | 2 | Winter: Off-Peak |  | 39 | Neither | 0 | 1.051 | 1.002 | 0 | 3.4954 | 0 | 2.9502 | 0 | 0 | 0.74508 | 1.0706 | 0 | 0
2018-05-17 | 4 | 3 | Winter: Off-Peak |  | 39 | Neither | 0 | 1.0924 | 1.002 | 0 | 3.4954 | 0 | 2.9502 | 0 | 0 | 0.69159 | 1.0706 | 0 | 0
2018-05-17 | 4 | 4 | Winter: Off-Peak |  | 37 | Neither | 0 | 1.1348 | 1.002 | 0 | 3.3551 | 0 | 2.8034 | 0 | 0 | 0.64739 | 1.0706 | 0 | 0
2018-05-17 | 4 | 5 | Winter: Off-Peak |  | 37 | Neither | 0 | 1.1636 | 1.002 | 0 | 3.3551 | 0 | 2.8034 | 0 | 0 | 0.7214 | 1.0706 | 0 | 0
2018-05-17 | 4 | 6 | Winter: Off-Peak |  | 43 | Neither | 0 | 1.2084 | 1.002 | 0 | 3.737 | 0 | 3.2279 | 0 | 0 | 0.87787 | 1.0706 | 0 | 0
2018-05-17 | 4 | 7 | Winter: On-Peak |  | 50 | Neither | 0 | 1.1637 | 1.002 | 0 | 4.0352 | 0 | 3.6783 | 0 | 0 | 0.97331 | 1.0706 | 0 | 0
2018-05-17 | 4 | 8 | Winter: On-Peak |  | 55 | Neither | 0 | 1.0942 | 1.002 | 0 | 4.1851 | 0 | 3.9877 | 0 | 0 | 0.9494 | 1.0706 | 0 | 0
2018-05-17 | 4 | 9 | Winter: On-Peak |  | 60 | Neither | 0 | 1.0343 | 1.002 | 0 | 4.35 | 0 | 4.2971 | 0 | 0 | 0.84085 | 1.0706 | 0 | 0
2018-05-17 | 4 | 10 | Winter: On-Peak |  | 64 | Neither | 0 | 0.98112 | 1.002 | 0 | 4.3818 | 0 | 4.3586 | 0 | 0 | 0.74504 | 1.0706 | 0 | 0
2018-05-17 | 4 | 11 | Winter: On-Peak |  | 68 | Neither | 0 | 0.94956 | 1.002 | 0 | 4.3818 | 0 | 4.3586 | 0 | 0 | 0.72851 | 1.0706 | 0 | 0
2018-05-17 | 4 | 12 | Winter: On-Peak |  | 70 | Neither | 0 | 0.91648 | 1.002 | 0 | 4.3818 | 0 | 4.3586 | 0 | 0 | 0.75911 | 1.0706 | 0 | 0
2018-05-17 | 4 | 13 | Winter: On-Peak |  | 70 | Neither | 0 | 0.9004 | 1.002 | 0 | 4.3818 | 0 | 4.3586 | 0 | 0 | 0.79116 | 1.0706 | 0 | 0
2018-05-17 | 4 | 14 | Winter: On-Peak |  | 70 | Neither | 0 | 0.86033 | 1.002 | 0 | 4.3818 | 0 | 4.3586 | 0 | 0 | 0.84356 | 1.0706 | 0 | 0
2018-05-17 | 4 | 15 | Winter: On-Peak |  | 70 | Neither | 0 | 0.85755 | 1.002 | 0 | 4.3818 | 0 | 4.3586 | 0 | 0 | 0.96593 | 1.0706 | 0 | 0
2018-05-17 | 4 | 16 | Winter: On-Peak |  | 70 | Neither | 0 | 0.88345 | 1.002 | 0 | 4.3818 | 0 | 4.3586 | 0 | 0 | 1.1649 | 1.0706 | 0 | 0
2018-05-17 | 4 | 17 | Winter: On-Peak |  | 68 | Neither | 0 | 0.94026 | 1.002 | 0 | 4.3818 | 0 | 4.3586 | 0 | 0 | 1.3522 | 1.0706 | 0 | 0
2018-05-17 | 4 | 18 | Winter: On-Peak |  | 66 | Neither | 0 | 0.98182 | 1.002 | 0 | 4.3818 | 0 | 4.3586 | 0 | 0 | 1.5599 | 1.0706 | 0 | 0
2018-05-17 | 4 | 19 | Winter: On-Peak |  | 61 | Neither | 0 | 0.98419 | 1.002 | 0 | 4.3818 | 0 | 4.3586 | 0 | 0 | 1.6764 | 1.0706 | 0 | 0
2018-05-17 | 4 | 20 | Winter: On-Peak |  | 55 | Neither | 0 | 0.97072 | 1.002 | 0 | 4.1851 | 0 | 3.9877 | 0 | 0 | 1.5244 | 1.0706 | 0 | 0
2018-05-17 | 4 | 21 | Winter: On-Peak |  | 55 | Neither | 0 | 0.95751 | 1.002 | 0 | 4.1851 | 0 | 3.9877 | 0 | 0 | 1.4449 | 1.0706 | 0 | 0
2018-05-17 | 4 | 22 | Winter: On-Peak |  | 54 | Neither | 0 | 0.94265 | 1.002 | 0 | 4.156 | 0 | 3.9259 | 0 | 0 | 1.2427 | 1.0706 | 0 | 0
2018-05-17 | 4 | 23 | Winter: Off-Peak |  | 52 | Neither | 0 | 0.94451 | 1.002 | 0 | 4.0951 | 0 | 3.8021 | 0 | 0 | 1.0298 | 1.0706 | 0 | 0
2018-05-18 | 5 | 0 | Winter: Off-Peak |  | 50 | Neither | 0 | 0.97482 | 1.0078 | 0 | 4.0352 | 0 | 3.6783 | 0 | 0 | 0.90669 | 1.1856 | 0 | 0
2018-05-18 | 5 | 1 | Winter: Off-Peak |  | 50 | Neither | 0 | 1.0122 | 1.0078 | 0 | 4.0352 | 0 | 3.6783 | 0 | 0 | 0.81803 | 1.1856 | 0 | 0
2018-05-18 | 5 | 2 | Winter: Off-Peak |  | 48 | Neither | 0 | 1.051 | 1.0078 | 0 | 3.9631 | 0 | 3.5525 | 0 | 0 | 0.74508 | 1.1856 | 0 | 0
2018-05-18 | 5 | 3 | Winter: Off-Peak |  | 46 | Neither | 0 | 1.0924 | 1.0078 | 0 | 3.8708 | 0 | 3.4229 | 0 | 0 | 0.69159 | 1.1856 | 0 | 0
2018-05-18 | 5 | 4 | Winter: Off-Peak |  | 46 | Neither | 0 | 1.1348 | 1.0078 | 0 | 3.8708 | 0 | 3.4229 | 0 | 0 | 0.64739 | 1.1856 | 0 | 0
2018-05-18 | 5 | 5 | Winter: Off-Peak |  | 46 | Neither | 0 | 1.1636 | 1.0078 | 0 | 3.8708 | 0 | 3.4229 | 0 | 0 | 0.7214 | 1.1856 | 0 | 0
2018-05-18 | 5 | 6 | Winter: Off-Peak |  | 48 | Neither | 0 | 1.2084 | 1.0078 | 0 | 3.9631 | 0 | 3.5525 | 0 | 0 | 0.87787 | 1.1856 | 0 | 0
2018-05-18 | 5 | 7 | Winter: On-Peak |  | 54 | Neither | 0 | 1.1637 | 1.0078 | 0 | 4.156 | 0 | 3.9259 | 0 | 0 | 0.97331 | 1.1856 | 0 | 0
2018-05-18 | 5 | 8 | Winter: On-Peak |  | 57 | Neither | 0 | 1.0942 | 1.0078 | 0 | 4.2531 | 0 | 4.112 | 0 | 0 | 0.9494 | 1.1856 | 0 | 0
2018-05-18 | 5 | 9 | Winter: On-Peak |  | 64 | Neither | 0 | 1.0343 | 1.0078 | 0 | 4.3818 | 0 | 4.3586 | 0 | 0 | 0.84085 | 1.1856 | 0 | 0
2018-05-18 | 5 | 10 | Winter: On-Peak |  | 66 | Neither | 0 | 0.98112 | 1.0078 | 0 | 4.3818 | 0 | 4.3586 | 0 | 0 | 0.74504 | 1.1856 | 0 | 0
2018-05-18 | 5 | 11 | Winter: On-Peak |  | 70 | Neither | 0 | 0.94956 | 1.0078 | 0 | 4.3818 | 0 | 4.3586 | 0 | 0 | 0.72851 | 1.1856 | 0 | 0
2018-05-18 | 5 | 12 | Winter: On-Peak |  | 70 | Neither | 0 | 0.91648 | 1.0078 | 0 | 4.3818 | 0 | 4.3586 | 0 | 0 | 0.75911 | 1.1856 | 0 | 0
2018-05-18 | 5 | 13 | Winter: On-Peak |  | 70 | Neither | 0 | 0.9004 | 1.0078 | 0 | 4.3818 | 0 | 4.3586 | 0 | 0 | 0.79116 | 1.1856 | 0 | 0
2018-05-18 | 5 | 14 | Winter: On-Peak |  | 68 | Neither | 0 | 0.86033 | 1.0078 | 0 | 4.3818 | 0 | 4.3586 | 0 | 0 | 0.84356 | 1.1856 | 0 | 0
2018-05-18 | 5 | 15 | Winter: On-Peak |  | 68 | Neither | 0 | 0.85755 | 1.0078 | 0 | 4.3818 | 0 | 4.3586 | 0 | 0 | 0.96593 | 1.1856 | 0 | 0
2018-05-18 | 5 | 16 | Winter: On-Peak |  | 66 | Neither | 0 | 0.88345 | 1.0078 | 0 | 4.3818 | 0 | 4.3586 | 0 | 0 | 1.1649 | 1.1856 | 0 | 0
2018-05-18 | 5 | 17 | Winter: On-Peak |  | 63 | Neither | 0 | 0.94026 | 1.0078 | 0 | 4.3818 | 0 | 4.3586 | 0 | 0 | 1.3522 | 1.1856 | 0 | 0
2018-05-18 | 5 | 18 | Winter: On-Peak |  | 63 | Neither | 0 | 0.98182 | 1.0078 | 0 | 4.3818 | 0 | 4.3586 | 0 | 0 | 1.5599 | 1.1856 | 0 | 0
2018-05-18 | 5 | 19 | Winter: On-Peak |  | 59 | Neither | 0 | 0.98419 | 1.0078 | 0 | 4.3182 | 0 | 4.2356 | 0 | 0 | 1.6764 | 1.1856 | 0 | 0
2018-05-18 | 5 | 20 | Winter: On-Peak |  | 59 | Neither | 0 | 0.97072 | 1.0078 | 0 | 4.3182 | 0 | 4.2356 | 0 | 0 | 1.5244 | 1.1856 | 0 | 0
2018-05-18 | 5 | 21 | Winter: On-Peak |  | 57 | Neither | 0 | 0.95751 | 1.0078 | 0 | 4.2531 | 0 | 4.112 | 0 | 0 | 1.4449 | 1.1856 | 0 | 0
2018-05-18 | 5 | 22 | Winter: On-Peak |  | 55 | Neither | 0 | 0.94265 | 1.0078 | 0 | 4.1851 | 0 | 3.9877 | 0 | 0 | 1.2427 | 1.1856 | 0 | 0
2018-05-18 | 5 | 23 | Winter: Off-Peak |  | 54 | Neither | 0 | 0.94451 | 1.0078 | 0 | 4.156 | 0 | 3.9259 | 0 | 0 | 1.0298 | 1.1856 | 0 | 0
2018-05-19 | 6 | 0 | Winter: Off-Peak |  | 52 | Neither | 0 | 0.97482 | 0.98855 | 0 | 4.0951 | 0 | 3.8021 | 0 | 0 | 0.90669 | 1.0113 | 0 | 0
2018-05-19 | 6 | 1 | Winter: Off-Peak |  | 54 | Neither | 0 | 1.0122 | 0.98855 | 0 | 4.156 | 0 | 3.9259 | 0 | 0 | 0.81803 | 1.0113 | 0 | 0
2018-05-19 | 6 | 2 | Winter: Off-Peak |  | 54 | Neither | 0 | 1.051 | 0.98855 | 0 | 4.156 | 0 | 3.9259 | 0 | 0 | 0.74508 | 1.0113 | 0 | 0
2018-05-19 | 6 | 3 | Winter: Off-Peak |  | 54 | Neither | 0 | 1.0924 | 0.98855 | 0 | 4.156 | 0 | 3.9259 | 0 | 0 | 0.69159 | 1.0113 | 0 | 0
2018-05-19 | 6 | 4 | Winter: Off-Peak |  | 54 | Neither | 0 | 1.1348 | 0.98855 | 0 | 4.156 | 0 | 3.9259 | 0 | 0 | 0.64739 | 1.0113 | 0 | 0
2018-05-19 | 6 | 5 | Winter: Off-Peak |  | 54 | Neither | 0 | 1.1636 | 0.98855 | 0 | 4.156 | 0 | 3.9259 | 0 | 0 | 0.7214 | 1.0113 | 0 | 0
2018-05-19 | 6 | 6 | Winter: Off-Peak |  | 52 | Neither | 0 | 1.2084 | 0.98855 | 0 | 4.0951 | 0 | 3.8021 | 0 | 0 | 0.87787 | 1.0113 | 0 | 0
2018-05-19 | 6 | 7 | Winter: Off-Peak |  | 52 | Neither | 0 | 1.1637 | 0.98855 | 0 | 4.0951 | 0 | 3.8021 | 0 | 0 | 0.97331 | 1.0113 | 0 | 0
2018-05-19 | 6 | 8 | Winter: Off-Peak |  | 54 | Neither | 0 | 1.0942 | 0.98855 | 0 | 4.156 | 0 | 3.9259 | 0 | 0 | 0.9494 | 1.0113 | 0 | 0
2018-05-19 | 6 | 9 | Winter: Off-Peak |  | 52 | Neither | 0 | 1.0343 | 0.98855 | 0 | 4.0951 | 0 | 3.8021 | 0 | 0 | 0.84085 | 1.0113 | 0 | 0
2018-05-19 | 6 | 10 | Winter: Off-Peak |  | 52 | Neither | 0 | 0.98112 | 0.98855 | 0 | 4.0951 | 0 | 3.8021 | 0 | 0 | 0.74504 | 1.0113 | 0 | 0
2018-05-19 | 6 | 11 | Winter: Off-Peak |  | 52 | Neither | 0 | 0.94956 | 0.98855 | 0 | 4.0951 | 0 | 3.8021 | 0 | 0 | 0.72851 | 1.0113 | 0 | 0
2018-05-19 | 6 | 12 | Winter: Off-Peak |  | 54 | Neither | 0 | 0.91648 | 0.98855 | 0 | 4.156 | 0 | 3.9259 | 0 | 0 | 0.75911 | 1.0113 | 0 | 0
2018-05-19 | 6 | 13 | Winter: Off-Peak |  | 55 | Neither | 0 | 0.9004 | 0.98855 | 0 | 4.1851 | 0 | 3.9877 | 0 | 0 | 0.79116 | 1.0113 | 0 | 0
2018-05-19 | 6 | 14 | Winter: Off-Peak |  | 55 | Neither | 0 | 0.86033 | 0.98855 | 0 | 4.1851 | 0 | 3.9877 | 0 | 0 | 0.84356 | 1.0113 | 0 | 0
2018-05-19 | 6 | 15 | Winter: Off-Peak |  | 55 | Neither | 0 | 0.85755 | 0.98855 | 0 | 4.1851 | 0 | 3.9877 | 0 | 0 | 0.96593 | 1.0113 | 0 | 0
2018-05-19 | 6 | 16 | Winter: Off-Peak |  | 57 | Neither | 0 | 0.88345 | 0.98855 | 0 | 4.2531 | 0 | 4.112 | 0 | 0 | 1.1649 | 1.0113 | 0 | 0
2018-05-19 | 6 | 17 | Winter: Off-Peak |  | 55 | Neither | 0 | 0.94026 | 0.98855 | 0 | 4.1851 | 0 | 3.9877 | 0 | 0 | 1.3522 | 1.0113 | 0 | 0
2018-05-19 | 6 | 18 | Winter: Off-Peak |  | 55 | Neither | 0 | 0.98182 | 0.98855 | 0 | 4.1851 | 0 | 3.9877 | 0 | 0 | 1.5599 | 1.0113 | 0 | 0
2018-05-19 | 6 | 19 | Winter: Off-Peak |  | 54 | Neither | 0 | 0.98419 | 0.98855 | 0 | 4.156 | 0 | 3.9259 | 0 | 0 | 1.6764 | 1.0113 | 0 | 0
2018-05-19 | 6 | 20 | Winter: Off-Peak |  | 54 | Neither | 0 | 0.97072 | 0.98855 | 0 | 4.156 | 0 | 3.9259 | 0 | 0 | 1.5244 | 1.0113 | 0 | 0
2018-05-19 | 6 | 21 | Winter: Off-Peak |  | 52 | Neither | 0 | 0.95751 | 0.98855 | 0 | 4.0951 | 0 | 3.8021 | 0 | 0 | 1.4449 | 1.0113 | 0 | 0
2018-05-19 | 6 | 22 | Winter: Off-Peak |  | 52 | Neither | 0 | 0.94265 | 0.98855 | 0 | 4.0951 | 0 | 3.8021 | 0 | 0 | 1.2427 | 1.0113 | 0 | 0
2018-05-19 | 6 | 23 | Winter: Off-Peak |  | 48 | Neither | 0 | 0.94451 | 0.98855 | 0 | 3.9631 | 0 | 3.5525 | 0 | 0 | 1.0298 | 1.0113 | 0 | 0
2018-05-20 | 7 | 0 | Winter: Off-Peak |  | 48 | Cooling | 0 | 0.97482 | 0.93761 | 0 | 3.9631 | 0 | 3.5525 | 0 | 0.025 | 0.90669 | 1.0096 | 0.022885 | 0.022885
2018-05-20 | 7 | 1 | Winter: Off-Peak |  | 48 | Cooling | 0 | 1.0122 | 0.93761 | 0 | 3.9631 | 0 | 3.5525 | 0 | 0.025 | 0.81803 | 1.0096 | 0.020648 | 0.020648
2018-05-20 | 7 | 2 | Winter: Off-Peak |  | 48 | Cooling | 0 | 1.051 | 0.93761 | 0 | 3.9631 | 0 | 3.5525 | 0 | 0.025 | 0.74508 | 1.0096 | 0.018806 | 0.018806
2018-05-20 | 7 | 3 | Winter: Off-Peak |  | 48 | Cooling | 0 | 1.0924 | 0.93761 | 0 | 3.9631 | 0 | 3.5525 | 0 | 0.025 | 0.69159 | 1.0096 | 0.017456 | 0.017456
2018-05-20 | 7 | 4 | Winter: Off-Peak |  | 48 | Cooling | 0 | 1.1348 | 0.93761 | 0 | 3.9631 | 0 | 3.5525 | 0 | 0.025 | 0.64739 | 1.0096 | 0.01634 | 0.01634
2018-05-20 | 7 | 5 | Winter: Off-Peak |  | 48 | Cooling | 0 | 1.1636 | 0.93761 | 0 | 3.9631 | 0 | 3.5525 | 0 | 0.025 | 0.7214 | 1.0096 | 0.018208 | 0.018208
2018-05-20 | 7 | 6 | Winter: Off-Peak |  | 50 | Cooling | 0 | 1.2084 | 0.93761 | 0 | 4.0352 | 0 | 3.6783 | 0 | 0.025 | 0.87787 | 1.0096 | 0.022158 | 0.022158
2018-05-20 | 7 | 7 | Winter: Off-Peak |  | 52 | Cooling | 0 | 1.1637 | 0.93761 | 0 | 4.0951 | 0 | 3.8021 | 0 | 0.025 | 0.97331 | 1.0096 | 0.024567 | 0.024567
2018-05-20 | 7 | 8 | Winter: Off-Peak |  | 57 | Cooling | 0 | 1.0942 | 0.93761 | 0 | 4.2531 | 0 | 4.112 | 0 | 0.025 | 0.9494 | 1.0096 | 0.023963 | 0.023963
2018-05-20 | 7 | 9 | Winter: Off-Peak |  | 61 | Cooling | 0 | 1.0343 | 0.93761 | 0 | 4.3818 | 0 | 4.3586 | 0 | 0.045165 | 0.84085 | 1.0096 | 0.038342 | 0.038342
2018-05-20 | 7 | 10 | Winter: Off-Peak |  | 63 | Cooling | 0 | 0.98112 | 0.93761 | 0 | 4.3818 | 0 | 4.3586 | 0 | 0.039789 | 0.74504 | 1.0096 | 0.02993 | 0.02993
2018-05-20 | 7 | 11 | Winter: Off-Peak |  | 70 | Cooling | 0 | 0.94956 | 0.93761 | 0 | 4.3818 | 0 | 4.3586 | 0 | 0.040605 | 0.72851 | 1.0096 | 0.029865 | 0.029865
2018-05-20 | 7 | 12 | Winter: Off-Peak |  | 72 | Cooling | 0 | 0.91648 | 0.93761 | 0 | #N/A | 0 | #N/A | 0 | 0.046446 | 0.75911 | 1.0096 | 0.035596 | 0.035596
2018-05-20 | 7 | 13 | Winter: Off-Peak |  | 73 | Cooling | 0 | 0.9004 | 0.93761 | 0 | #N/A | 0 | #N/A | 0 | 0.050301 | 0.79116 | 1.0096 | 0.040179 | 0.040179
2018-05-20 | 7 | 14 | Winter: Off-Peak |  | 75 | Cooling | 0 | 0.86033 | 0.93761 | 0 | #N/A | 0 | #N/A | 0 | 0.059881 | 0.84356 | 1.0096 | 0.050999 | 0.050999
2018-05-20 | 7 | 15 | Winter: Off-Peak |  | 79 | Cooling | 0 | 0.85755 | 0.93761 | 0 | #N/A | 0 | #N/A | 0 | 0.086518 | 0.96593 | 1.0096 | 0.084374 | 0.084374
2018-05-20 | 7 | 16 | Winter: Off-Peak |  | 77 | Cooling | 0 | 0.88345 | 0.93761 | 0 | #N/A | 0 | #N/A | 0 | 0.071953 | 1.1649 | 1.0096 | 0.084627 | 0.084627
2018-05-20 | 7 | 17 | Winter: Off-Peak |  | 77 | Cooling | 0 | 0.94026 | 0.93761 | 0 | #N/A | 0 | #N/A | 0 | 0.071953 | 1.3522 | 1.0096 | 0.098228 | 0.098228
2018-05-20 | 7 | 18 | Winter: Off-Peak |  | 75 | Cooling | 0 | 0.98182 | 0.93761 | 0 | #N/A | 0 | #N/A | 0 | 0.059881 | 1.5599 | 1.0096 | 0.094306 | 0.094306
2018-05-20 | 7 | 19 | Winter: Off-Peak |  | 70 | Cooling | 0 | 0.98419 | 0.93761 | 0 | 4.3818 | 0 | 4.3586 | 0 | 0.040605 | 1.6764 | 1.0096 | 0.068725 | 0.068725
2018-05-20 | 7 | 20 | Winter: Off-Peak |  | 63 | Cooling | 0 | 0.97072 | 0.93761 | 0 | 4.3818 | 0 | 4.3586 | 0 | 0.039789 | 1.5244 | 1.0096 | 0.061237 | 0.061237
2018-05-20 | 7 | 21 | Winter: Off-Peak |  | 61 | Cooling | 0 | 0.95751 | 0.93761 | 0 | 4.3818 | 0 | 4.3586 | 0 | 0.045165 | 1.4449 | 1.0096 | 0.065884 | 0.065884
2018-05-20 | 7 | 22 | Winter: Off-Peak |  | 59 | Cooling | 0 | 0.94265 | 0.93761 | 0 | 4.3182 | 0 | 4.2356 | 0 | 0.025 | 1.2427 | 1.0096 | 0.031367 | 0.031367
2018-05-20 | 7 | 23 | Winter: Off-Peak |  | 57 | Cooling | 0 | 0.94451 | 0.93761 | 0 | 4.2531 | 0 | 4.112 | 0 | 0.025 | 1.0298 | 1.0096 | 0.025991 | 0.025991
2018-05-21 | 1 | 0 | Winter: Off-Peak |  | 55 | Cooling | 0 | 0.97482 | 1.0177 | 0 | 4.1851 | 0 | 3.9877 | 0 | 0.025 | 0.90669 | 0.9441 | 0.0214 | 0.0214
2018-05-21 | 1 | 1 | Winter: Off-Peak |  | 54 | Cooling | 0 | 1.0122 | 1.0177 | 0 | 4.156 | 0 | 3.9259 | 0 | 0.025 | 0.81803 | 0.9441 | 0.019308 | 0.019308
2018-05-21 | 1 | 2 | Winter: Off-Peak |  | 54 | Cooling | 0 | 1.051 | 1.0177 | 0 | 4.156 | 0 | 3.9259 | 0 | 0.025 | 0.74508 | 0.9441 | 0.017586 | 0.017586
2018-05-21 | 1 | 3 | Winter: Off-Peak |  | 52 | Cooling | 0 | 1.0924 | 1.0177 | 0 | 4.0951 | 0 | 3.8021 | 0 | 0.025 | 0.69159 | 0.9441 | 0.016323 | 0.016323
2018-05-21 | 1 | 4 | Winter: Off-Peak |  | 52 | Cooling | 0 | 1.1348 | 1.0177 | 0 | 4.0951 | 0 | 3.8021 | 0 | 0.025 | 0.64739 | 0.9441 | 0.01528 | 0.01528
2018-05-21 | 1 | 5 | Winter: Off-Peak |  | 50 | Cooling | 0 | 1.1636 | 1.0177 | 0 | 4.0352 | 0 | 3.6783 | 0 | 0.025 | 0.7214 | 0.9441 | 0.017027 | 0.017027
2018-05-21 | 1 | 6 | Winter: Off-Peak |  | 54 | Cooling | 0 | 1.2084 | 1.0177 | 0 | 4.156 | 0 | 3.9259 | 0 | 0.025 | 0.87787 | 0.9441 | 0.02072 | 0.02072
2018-05-21 | 1 | 7 | Winter: On-Peak |  | 57 | Cooling | 0 | 1.1637 | 1.0177 | 0 | 4.2531 | 0 | 4.112 | 0 | 0.025 | 0.97331 | 0.9441 | 0.022973 | 0.022973
2018-05-21 | 1 | 8 | Winter: On-Peak |  | 61 | Cooling | 0 | 1.0942 | 1.0177 | 0 | 4.3818 | 0 | 4.3586 | 0 | 0.045165 | 0.9494 | 0.9441 | 0.040482 | 0.040482
2018-05-21 | 1 | 9 | Winter: On-Peak |  | 64 | Cooling | 0 | 1.0343 | 1.0177 | 0 | 4.3818 | 0 | 4.3586 | 0 | 0.038036 | 0.84085 | 0.9441 | 0.030195 | 0.030195
2018-05-21 | 1 | 10 | Winter: On-Peak |  | 68 | Cooling | 0 | 0.98112 | 1.0177 | 0 | 4.3818 | 0 | 4.3586 | 0 | 0.037256 | 0.74504 | 0.9441 | 0.026206 | 0.026206
2018-05-21 | 1 | 11 | Winter: On-Peak |  | 72 | Cooling | 0 | 0.94956 | 1.0177 | 0 | #N/A | 0 | #N/A | 0 | 0.046446 | 0.72851 | 0.9441 | 0.031944 | 0.031944
2018-05-21 | 1 | 12 | Winter: On-Peak |  | 72 | Cooling | 0 | 0.91648 | 1.0177 | 0 | #N/A | 0 | #N/A | 0 | 0.046446 | 0.75911 | 0.9441 | 0.033286 | 0.033286
2018-05-21 | 1 | 13 | Winter: On-Peak |  | 73 | Cooling | 0 | 0.9004 | 1.0177 | 0 | #N/A | 0 | #N/A | 0 | 0.050301 | 0.79116 | 0.9441 | 0.037571 | 0.037571
2018-05-21 | 1 | 14 | Winter: On-Peak |  | 75 | Cooling | 0 | 0.86033 | 1.0177 | 0 | #N/A | 0 | #N/A | 0 | 0.059881 | 0.84356 | 0.9441 | 0.047689 | 0.047689
2018-05-21 | 1 | 15 | Winter: On-Peak |  | 77 | Cooling | 0 | 0.85755 | 1.0177 | 0 | #N/A | 0 | #N/A | 0 | 0.071953 | 0.96593 | 0.9441 | 0.065616 | 0.065616
2018-05-21 | 1 | 16 | Winter: On-Peak |  | 77 | Cooling | 0 | 0.88345 | 1.0177 | 0 | #N/A | 0 | #N/A | 0 | 0.071953 | 1.1649 | 0.9441 | 0.079135 | 0.079135
2018-05-21 | 1 | 17 | Winter: On-Peak |  | 75 | Cooling | 0 | 0.94026 | 1.0177 | 0 | #N/A | 0 | #N/A | 0 | 0.059881 | 1.3522 | 0.9441 | 0.076442 | 0.076442
2018-05-21 | 1 | 18 | Winter: On-Peak |  | 72 | Cooling | 0 | 0.98182 | 1.0177 | 0 | #N/A | 0 | #N/A | 0 | 0.046446 | 1.5599 | 0.9441 | 0.0684 | 0.0684
2018-05-21 | 1 | 19 | Winter: On-Peak |  | 68 | Cooling | 0 | 0.98419 | 1.0177 | 0 | 4.3818 | 0 | 4.3586 | 0 | 0.037256 | 1.6764 | 0.9441 | 0.058965 | 0.058965
2018-05-21 | 1 | 20 | Winter: On-Peak |  | 64 | Cooling | 0 | 0.97072 | 1.0177 | 0 | 4.3818 | 0 | 4.3586 | 0 | 0.038036 | 1.5244 | 0.9441 | 0.05474 | 0.05474
2018-05-21 | 1 | 21 | Winter: On-Peak |  | 64 | Cooling | 0 | 0.95751 | 1.0177 | 0 | 4.3818 | 0 | 4.3586 | 0 | 0.038036 | 1.4449 | 0.9441 | 0.051885 | 0.051885
2018-05-21 | 1 | 22 | Winter: On-Peak |  | 63 | Cooling | 0 | 0.94265 | 1.0177 | 0 | 4.3818 | 0 | 4.3586 | 0 | 0.039789 | 1.2427 | 0.9441 | 0.046683 | 0.046683
2018-05-21 | 1 | 23 | Winter: Off-Peak |  | 59 | Cooling | 0 | 0.94451 | 1.0177 | 0 | 4.3182 | 0 | 4.2356 | 0 | 0.025 | 1.0298 | 0.9441 | 0.024305 | 0.024305
2018-05-22 | 2 | 0 | Winter: Off-Peak |  | 63 | Cooling | 0 | 0.97482 | 1.02 | 0 | 4.3818 | 0 | 4.3586 | 0 | 0.039789 | 0.90669 | 0.83669 | 0.030185 | 0.030185
2018-05-22 | 2 | 1 | Winter: Off-Peak |  | 63 | Cooling | 0 | 1.0122 | 1.02 | 0 | 4.3818 | 0 | 4.3586 | 0 | 0.039789 | 0.81803 | 0.83669 | 0.027233 | 0.027233
2018-05-22 | 2 | 2 | Winter: Off-Peak |  | 63 | Cooling | 0 | 1.051 | 1.02 | 0 | 4.3818 | 0 | 4.3586 | 0 | 0.039789 | 0.74508 | 0.83669 | 0.024804 | 0.024804
2018-05-22 | 2 | 3 | Winter: Off-Peak |  | 61 | Cooling | 0 | 1.0924 | 1.02 | 0 | 4.3818 | 0 | 4.3586 | 0 | 0.045165 | 0.69159 | 0.83669 | 0.026134 | 0.026134
2018-05-22 | 2 | 4 | Winter: Off-Peak |  | 61 | Cooling | 0 | 1.1348 | 1.02 | 0 | 4.3818 | 0 | 4.3586 | 0 | 0.045165 | 0.64739 | 0.83669 | 0.024464 | 0.024464
2018-05-22 | 2 | 5 | Winter: Off-Peak |  | 61 | Cooling | 0 | 1.1636 | 1.02 | 0 | 4.3818 | 0 | 4.3586 | 0 | 0.045165 | 0.7214 | 0.83669 | 0.02726 | 0.02726
2018-05-22 | 2 | 6 | Winter: Off-Peak |  | 61 | Cooling | 0 | 1.2084 | 1.02 | 0 | 4.3818 | 0 | 4.3586 | 0 | 0.045165 | 0.87787 | 0.83669 | 0.033173 | 0.033173
2018-05-22 | 2 | 7 | Winter: On-Peak |  | 63 | Cooling | 0 | 1.1637 | 1.02 | 0 | 4.3818 | 0 | 4.3586 | 0 | 0.039789 | 0.97331 | 0.83669 | 0.032403 | 0.032403
2018-05-22 | 2 | 8 | Winter: On-Peak |  | 64 | Cooling | 0 | 1.0942 | 1.02 | 0 | 4.3818 | 0 | 4.3586 | 0 | 0.038036 | 0.9494 | 0.83669 | 0.030214 | 0.030214
2018-05-22 | 2 | 9 | Winter: On-Peak |  | 70 | Cooling | 0 | 1.0343 | 1.02 | 0 | 4.3818 | 0 | 4.3586 | 0 | 0.040605 | 0.84085 | 0.83669 | 0.028566 | 0.028566
2018-05-22 | 2 | 10 | Winter: On-Peak |  | 73 | Cooling | 0 | 0.98112 | 1.02 | 0 | #N/A | 0 | #N/A | 0 | 0.050301 | 0.74504 | 0.83669 | 0.031356 | 0.031356
2018-05-22 | 2 | 11 | Winter: On-Peak |  | 77 | Cooling | 0 | 0.94956 | 1.02 | 0 | #N/A | 0 | #N/A | 0 | 0.071953 | 0.72851 | 0.83669 | 0.043858 | 0.043858
2018-05-22 | 2 | 12 | Winter: On-Peak |  | 79 | Cooling | 0 | 0.91648 | 1.02 | 0 | #N/A | 0 | #N/A | 0 | 0.086518 | 0.75911 | 0.83669 | 0.05495 | 0.05495
2018-05-22 | 2 | 13 | Winter: On-Peak |  | 81 | Cooling | 0 | 0.9004 | 1.02 | 0 | #N/A | 0 | #N/A | 0 | 0.10358 | 0.79116 | 0.83669 | 0.068562 | 0.068562
2018-05-22 | 2 | 14 | Winter: On-Peak |  | 81 | Cooling | 0 | 0.86033 | 1.02 | 0 | #N/A | 0 | #N/A | 0 | 0.10358 | 0.84356 | 0.83669 | 0.073102 | 0.073102
2018-05-22 | 2 | 15 | Winter: On-Peak |  | 81 | Cooling | 0 | 0.85755 | 1.02 | 0 | #N/A | 0 | #N/A | 0 | 0.10358 | 0.96593 | 0.83669 | 0.083707 | 0.083707
2018-05-22 | 2 | 16 | Winter: On-Peak |  | 79 | Cooling | 0 | 0.88345 | 1.02 | 0 | #N/A | 0 | #N/A | 0 | 0.086518 | 1.1649 | 0.83669 | 0.084327 | 0.084327
2018-05-22 | 2 | 17 | Winter: On-Peak |  | 79 | Cooling | 0 | 0.94026 | 1.02 | 0 | #N/A | 0 | #N/A | 0 | 0.086518 | 1.3522 | 0.83669 | 0.09788 | 0.09788
2018-05-22 | 2 | 18 | Winter: On-Peak |  | 73 | Cooling | 0 | 0.98182 | 1.02 | 0 | #N/A | 0 | #N/A | 0 | 0.050301 | 1.5599 | 0.83669 | 0.06565 | 0.06565
2018-05-22 | 2 | 19 | Winter: On-Peak |  | 72 | Cooling | 0 | 0.98419 | 1.02 | 0 | #N/A | 0 | #N/A | 0 | 0.046446 | 1.6764 | 0.83669 | 0.065146 | 0.065146
2018-05-22 | 2 | 20 | Winter: On-Peak |  | 70 | Cooling | 0 | 0.97072 | 1.02 | 0 | 4.3818 | 0 | 4.3586 | 0 | 0.040605 | 1.5244 | 0.83669 | 0.051788 | 0.051788
2018-05-22 | 2 | 21 | Winter: On-Peak |  | 66 | Cooling | 0 | 0.95751 | 1.02 | 0 | 4.3818 | 0 | 4.3586 | 0 | 0.0364 | 1.4449 | 0.83669 | 0.044004 | 0.044004
2018-05-22 | 2 | 22 | Winter: On-Peak |  | 64 | Cooling | 0 | 0.94265 | 1.02 | 0 | 4.3818 | 0 | 4.3586 | 0 | 0.038036 | 1.2427 | 0.83669 | 0.039549 | 0.039549
2018-05-22 | 2 | 23 | Winter: Off-Peak |  | 64 | Cooling | 0 | 0.94451 | 1.02 | 0 | 4.3818 | 0 | 4.3586 | 0 | 0.038036 | 1.0298 | 0.83669 | 0.032771 | 0.032771
2018-05-23 | 3 | 0 | Winter: Off-Peak |  | 64 | Cooling | 0 | 0.97482 | 1.0263 | 0 | 4.3818 | 0 | 4.3586 | 0 | 0.038036 | 0.90669 | 0.94211 | 0.032491 | 0.032491
2018-05-23 | 3 | 1 | Winter: Off-Peak |  | 63 | Cooling | 0 | 1.0122 | 1.0263 | 0 | 4.3818 | 0 | 4.3586 | 0 | 0.039789 | 0.81803 | 0.94211 | 0.030665 | 0.030665
2018-05-23 | 3 | 2 | Winter: Off-Peak |  | 61 | Cooling | 0 | 1.051 | 1.0263 | 0 | 4.3818 | 0 | 4.3586 | 0 | 0.045165 | 0.74508 | 0.94211 | 0.031703 | 0.031703
2018-05-23 | 3 | 3 | Winter: Off-Peak |  | 61 | Cooling | 0 | 1.0924 | 1.0263 | 0 | 4.3818 | 0 | 4.3586 | 0 | 0.045165 | 0.69159 | 0.94211 | 0.029427 | 0.029427
2018-05-23 | 3 | 4 | Winter: Off-Peak |  | 57 | Cooling | 0 | 1.1348 | 1.0263 | 0 | 4.2531 | 0 | 4.112 | 0 | 0.025 | 0.64739 | 0.94211 | 0.015248 | 0.015248
2018-05-23 | 3 | 5 | Winter: Off-Peak |  | 57 | Cooling | 0 | 1.1636 | 1.0263 | 0 | 4.2531 | 0 | 4.112 | 0 | 0.025 | 0.7214 | 0.94211 | 0.016991 | 0.016991
2018-05-23 | 3 | 6 | Winter: Off-Peak |  | 61 | Cooling | 0 | 1.2084 | 1.0263 | 0 | 4.3818 | 0 | 4.3586 | 0 | 0.045165 | 0.87787 | 0.94211 | 0.037353 | 0.037353
2018-05-23 | 3 | 7 | Winter: On-Peak |  | 64 | Cooling | 0 | 1.1637 | 1.0263 | 0 | 4.3818 | 0 | 4.3586 | 0 | 0.038036 | 0.97331 | 0.94211 | 0.034878 | 0.034878
2018-05-23 | 3 | 8 | Winter: On-Peak |  | 66 | Cooling | 0 | 1.0942 | 1.0263 | 0 | 4.3818 | 0 | 4.3586 | 0 | 0.0364 | 0.9494 | 0.94211 | 0.032558 | 0.032558
2018-05-23 | 3 | 9 | Winter: On-Peak |  | 70 | Cooling | 0 | 1.0343 | 1.0263 | 0 | 4.3818 | 0 | 4.3586 | 0 | 0.040605 | 0.84085 | 0.94211 | 0.032166 | 0.032166
2018-05-23 | 3 | 10 | Winter: On-Peak |  | 72 | Cooling | 0 | 0.98112 | 1.0263 | 0 | #N/A | 0 | #N/A | 0 | 0.046446 | 0.74504 | 0.94211 | 0.032601 | 0.032601
2018-05-23 | 3 | 11 | Winter: On-Peak |  | 73 | Cooling | 0 | 0.94956 | 1.0263 | 0 | #N/A | 0 | #N/A | 0 | 0.050301 | 0.72851 | 0.94211 | 0.034523 | 0.034523
2018-05-23 | 3 | 12 | Winter: On-Peak |  | 75 | Cooling | 0 | 0.91648 | 1.0263 | 0 | #N/A | 0 | #N/A | 0 | 0.059881 | 0.75911 | 0.94211 | 0.042824 | 0.042824
2018-05-23 | 3 | 13 | Winter: On-Peak |  | 73 | Cooling | 0 | 0.9004 | 1.0263 | 0 | #N/A | 0 | #N/A | 0 | 0.050301 | 0.79116 | 0.94211 | 0.037492 | 0.037492
2018-05-23 | 3 | 14 | Winter: On-Peak |  | 75 | Cooling | 0 | 0.86033 | 1.0263 | 0 | #N/A | 0 | #N/A | 0 | 0.059881 | 0.84356 | 0.94211 | 0.047588 | 0.047588
2018-05-23 | 3 | 15 | Winter: On-Peak |  | 75 | Cooling | 0 | 0.85755 | 1.0263 | 0 | #N/A | 0 | #N/A | 0 | 0.059881 | 0.96593 | 0.94211 | 0.054492 | 0.054492
2018-05-23 | 3 | 16 | Winter: On-Peak |  | 75 | Cooling | 0 | 0.88345 | 1.0263 | 0 | #N/A | 0 | #N/A | 0 | 0.059881 | 1.1649 | 0.94211 | 0.065719 | 0.065719
2018-05-23 | 3 | 17 | Winter: On-Peak |  | 75 | Cooling | 0 | 0.94026 | 1.0263 | 0 | #N/A | 0 | #N/A | 0 | 0.059881 | 1.3522 | 0.94211 | 0.076281 | 0.076281
2018-05-23 | 3 | 18 | Winter: On-Peak |  | 75 | Cooling | 0 | 0.98182 | 1.0263 | 0 | #N/A | 0 | #N/A | 0 | 0.059881 | 1.5599 | 0.94211 | 0.088 | 0.088
2018-05-23 | 3 | 19 | Winter: On-Peak |  | 72 | Cooling | 0 | 0.98419 | 1.0263 | 0 | #N/A | 0 | #N/A | 0 | 0.046446 | 1.6764 | 0.94211 | 0.073355 | 0.073355
2018-05-23 | 3 | 20 | Winter: On-Peak |  | 66 | Cooling | 0 | 0.97072 | 1.0263 | 0 | 4.3818 | 0 | 4.3586 | 0 | 0.0364 | 1.5244 | 0.94211 | 0.052275 | 0.052275
2018-05-23 | 3 | 21 | Winter: On-Peak |  | 64 | Cooling | 0 | 0.95751 | 1.0263 | 0 | 4.3818 | 0 | 4.3586 | 0 | 0.038036 | 1.4449 | 0.94211 | 0.051776 | 0.051776
2018-05-23 | 3 | 22 | Winter: On-Peak |  | 61 | Cooling | 0 | 0.94265 | 1.0263 | 0 | 4.3818 | 0 | 4.3586 | 0 | 0.045165 | 1.2427 | 0.94211 | 0.052877 | 0.052877
2018-05-23 | 3 | 23 | Winter: Off-Peak |  | 59 | Cooling | 0 | 0.94451 | 1.0263 | 0 | 4.3182 | 0 | 4.2356 | 0 | 0.025 | 1.0298 | 0.94211 | 0.024253 | 0.024253
2018-05-24 | 4 | 0 | Winter: Off-Peak |  | 57 | Cooling | 0 | 0.97482 | 1.002 | 0 | 4.2531 | 0 | 4.112 | 0 | 0.025 | 0.90669 | 1.0706 | 0.024267 | 0.024267
2018-05-24 | 4 | 1 | Winter: Off-Peak |  | 57 | Cooling | 0 | 1.0122 | 1.002 | 0 | 4.2531 | 0 | 4.112 | 0 | 0.025 | 0.81803 | 1.0706 | 0.021894 | 0.021894
2018-05-24 | 4 | 2 | Winter: Off-Peak |  | 55 | Cooling | 0 | 1.051 | 1.002 | 0 | 4.1851 | 0 | 3.9877 | 0 | 0.025 | 0.74508 | 1.0706 | 0.019941 | 0.019941
2018-05-24 | 4 | 3 | Winter: Off-Peak |  | 55 | Cooling | 0 | 1.0924 | 1.002 | 0 | 4.1851 | 0 | 3.9877 | 0 | 0.025 | 0.69159 | 1.0706 | 0.01851 | 0.01851
2018-05-24 | 4 | 4 | Winter: Off-Peak |  | 54 | Cooling | 0 | 1.1348 | 1.002 | 0 | 4.156 | 0 | 3.9259 | 0 | 0.025 | 0.64739 | 1.0706 | 0.017327 | 0.017327
2018-05-24 | 4 | 5 | Winter: Off-Peak |  | 55 | Cooling | 0 | 1.1636 | 1.002 | 0 | 4.1851 | 0 | 3.9877 | 0 | 0.025 | 0.7214 | 1.0706 | 0.019308 | 0.019308
2018-05-24 | 4 | 6 | Winter: Off-Peak |  | 57 | Cooling | 0 | 1.2084 | 1.002 | 0 | 4.2531 | 0 | 4.112 | 0 | 0.025 | 0.87787 | 1.0706 | 0.023496 | 0.023496
2018-05-24 | 4 | 7 | Winter: On-Peak |  | 63 | Cooling | 0 | 1.1637 | 1.002 | 0 | 4.3818 | 0 | 4.3586 | 0 | 0.039789 | 0.97331 | 1.0706 | 0.04146 | 0.04146
2018-05-24 | 4 | 8 | Winter: On-Peak |  | 68 | Cooling | 0 | 1.0942 | 1.002 | 0 | 4.3818 | 0 | 4.3586 | 0 | 0.037256 | 0.9494 | 1.0706 | 0.037867 | 0.037867
2018-05-24 | 4 | 9 | Winter: On-Peak |  | 70 | Cooling | 0 | 1.0343 | 1.002 | 0 | 4.3818 | 0 | 4.3586 | 0 | 0.040605 | 0.84085 | 1.0706 | 0.036552 | 0.036552
2018-05-24 | 4 | 10 | Winter: On-Peak |  | 73 | Cooling | 0 | 0.98112 | 1.002 | 0 | #N/A | 0 | #N/A | 0 | 0.050301 | 0.74504 | 1.0706 | 0.040121 | 0.040121
2018-05-24 | 4 | 11 | Winter: On-Peak |  | 77 | Cooling | 0 | 0.94956 | 1.002 | 0 | #N/A | 0 | #N/A | 0 | 0.071953 | 0.72851 | 1.0706 | 0.056117 | 0.056117
2018-05-24 | 4 | 12 | Winter: On-Peak |  | 79 | Cooling | 0 | 0.91648 | 1.002 | 0 | #N/A | 0 | #N/A | 0 | 0.086518 | 0.75911 | 1.0706 | 0.070311 | 0.070311
2018-05-24 | 4 | 13 | Winter: On-Peak |  | 81 | Cooling | 0 | 0.9004 | 1.002 | 0 | #N/A | 0 | #N/A | 0 | 0.10358 | 0.79116 | 1.0706 | 0.087727 | 0.087727
2018-05-24 | 4 | 14 | Winter: On-Peak |  | 82 | Cooling | 0 | 0.86033 | 1.002 | 0 | #N/A | 0 | #N/A | 0 | 0.11304 | 0.84356 | 1.0706 | 0.10208 | 0.10208
2018-05-24 | 4 | 15 | Winter: On-Peak |  | 82 | Cooling | 0 | 0.85755 | 1.002 | 0 | #N/A | 0 | #N/A | 0 | 0.11304 | 0.96593 | 1.0706 | 0.11689 | 0.11689
2018-05-24 | 4 | 16 | Winter: On-Peak |  | 82 | Cooling | 0 | 0.88345 | 1.002 | 0 | #N/A | 0 | #N/A | 0 | 0.11304 | 1.1649 | 1.0706 | 0.14098 | 0.14098
2018-05-24 | 4 | 17 | Winter: On-Peak |  | 81 | Cooling | 0 | 0.94026 | 1.002 | 0 | #N/A | 0 | #N/A | 0 | 0.10358 | 1.3522 | 1.0706 | 0.14993 | 0.14993
2018-05-24 | 4 | 18 | Winter: On-Peak |  | 81 | Cooling | 0 | 0.98182 | 1.002 | 0 | #N/A | 0 | #N/A | 0 | 0.10358 | 1.5599 | 1.0706 | 0.17297 | 0.17297
2018-05-24 | 4 | 19 | Winter: On-Peak |  | 73 | Cooling | 0 | 0.98419 | 1.002 | 0 | #N/A | 0 | #N/A | 0 | 0.050301 | 1.6764 | 1.0706 | 0.090276 | 0.090276
2018-05-24 | 4 | 20 | Winter: On-Peak |  | 70 | Cooling | 0 | 0.97072 | 1.002 | 0 | 4.3818 | 0 | 4.3586 | 0 | 0.040605 | 1.5244 | 1.0706 | 0.066264 | 0.066264
2018-05-24 | 4 | 21 | Winter: On-Peak |  | 64 | Cooling | 0 | 0.95751 | 1.002 | 0 | 4.3818 | 0 | 4.3586 | 0 | 0.038036 | 1.4449 | 1.0706 | 0.058836 | 0.058836
2018-05-24 | 4 | 22 | Winter: On-Peak |  | 64 | Cooling | 0 | 0.94265 | 1.002 | 0 | 4.3818 | 0 | 4.3586 | 0 | 0.038036 | 1.2427 | 1.0706 | 0.050604 | 0.050604
2018-05-24 | 4 | 23 | Winter: Off-Peak |  | 63 | Cooling | 0 | 0.94451 | 1.002 | 0 | 4.3818 | 0 | 4.3586 | 0 | 0.039789 | 1.0298 | 1.0706 | 0.043865 | 0.043865
2018-05-25 | 5 | 0 | Winter: Off-Peak |  | 61 | Cooling | 0 | 0.97482 | 1.0078 | 0 | 4.3818 | 0 | 4.3586 | 0 | 0.045165 | 0.90669 | 1.1856 | 0.048552 | 0.048552
2018-05-25 | 5 | 1 | Winter: Off-Peak |  | 61 | Cooling | 0 | 1.0122 | 1.0078 | 0 | 4.3818 | 0 | 4.3586 | 0 | 0.045165 | 0.81803 | 1.1856 | 0.043804 | 0.043804
2018-05-25 | 5 | 2 | Winter: Off-Peak |  | 59 | Cooling | 0 | 1.051 | 1.0078 | 0 | 4.3182 | 0 | 4.2356 | 0 | 0.025 | 0.74508 | 1.1856 | 0.022085 | 0.022085
2018-05-25 | 5 | 3 | Winter: Off-Peak |  | 57 | Cooling | 0 | 1.0924 | 1.0078 | 0 | 4.2531 | 0 | 4.112 | 0 | 0.025 | 0.69159 | 1.1856 | 0.020499 | 0.020499
2018-05-25 | 5 | 4 | Winter: Off-Peak |  | 55 | Cooling | 0 | 1.1348 | 1.0078 | 0 | 4.1851 | 0 | 3.9877 | 0 | 0.025 | 0.64739 | 1.1856 | 0.019189 | 0.019189
2018-05-25 | 5 | 5 | Winter: Off-Peak |  | 57 | Cooling | 0 | 1.1636 | 1.0078 | 0 | 4.2531 | 0 | 4.112 | 0 | 0.025 | 0.7214 | 1.1856 | 0.021383 | 0.021383
2018-05-25 | 5 | 6 | Winter: Off-Peak |  | 61 | Cooling | 0 | 1.2084 | 1.0078 | 0 | 4.3818 | 0 | 4.3586 | 0 | 0.045165 | 0.87787 | 1.1856 | 0.047009 | 0.047009
2018-05-25 | 5 | 7 | Winter: On-Peak |  | 66 | Cooling | 0 | 1.1637 | 1.0078 | 0 | 4.3818 | 0 | 4.3586 | 0 | 0.0364 | 0.97331 | 1.1856 | 0.042005 | 0.042005
2018-05-25 | 5 | 8 | Winter: On-Peak |  | 70 | Cooling | 0 | 1.0942 | 1.0078 | 0 | 4.3818 | 0 | 4.3586 | 0 | 0.040605 | 0.9494 | 1.1856 | 0.045706 | 0.045706
2018-05-25 | 5 | 9 | Winter: On-Peak |  | 73 | Cooling | 0 | 1.0343 | 1.0078 | 0 | #N/A | 0 | #N/A | 0 | 0.050301 | 0.84085 | 1.1856 | 0.050147 | 0.050147
2018-05-25 | 5 | 10 | Winter: On-Peak |  | 77 | Cooling | 0 | 0.98112 | 1.0078 | 0 | #N/A | 0 | #N/A | 0 | 0.071953 | 0.74504 | 1.1856 | 0.063559 | 0.063559
2018-05-25 | 5 | 11 | Winter: On-Peak |  | 81 | Cooling | 0 | 0.94956 | 1.0078 | 0 | #N/A | 0 | #N/A | 0 | 0.10358 | 0.72851 | 1.1856 | 0.089462 | 0.089462
2018-05-25 | 5 | 12 | Winter: On-Peak |  | 82 | Cooling | 0 | 0.91648 | 1.0078 | 0 | #N/A | 0 | #N/A | 0 | 0.11304 | 0.75911 | 1.1856 | 0.10174 | 0.10174
2018-05-25 | 5 | 13 | Winter: On-Peak |  | 82 | Cooling | 0 | 0.9004 | 1.0078 | 0 | #N/A | 0 | #N/A | 0 | 0.11304 | 0.79116 | 1.1856 | 0.10603 | 0.10603
2018-05-25 | 5 | 14 | Winter: On-Peak |  | 84 | Cooling | 0 | 0.86033 | 1.0078 | 0 | #N/A | 0 | #N/A | 0 | 0.13383 | 0.84356 | 1.1856 | 0.13385 | 0.13385
2018-05-25 | 5 | 15 | Winter: On-Peak |  | 84 | Cooling | 0 | 0.85755 | 1.0078 | 0 | #N/A | 0 | #N/A | 0 | 0.13383 | 0.96593 | 1.1856 | 0.15327 | 0.15327
2018-05-25 | 5 | 16 | Winter: On-Peak |  | 86 | Cooling | 0 | 0.88345 | 1.0078 | 0 | #N/A | 0 | #N/A | 0 | 0.15712 | 1.1649 | 1.1856 | 0.21702 | 0.21702
2018-05-25 | 5 | 17 | Winter: On-Peak |  | 84 | Cooling | 0 | 0.94026 | 1.0078 | 0 | #N/A | 0 | #N/A | 0 | 0.13383 | 1.3522 | 1.1856 | 0.21456 | 0.21456
2018-05-25 | 5 | 18 | Winter: On-Peak |  | 84 | Cooling | 0 | 0.98182 | 1.0078 | 0 | #N/A | 0 | #N/A | 0 | 0.13383 | 1.5599 | 1.1856 | 0.24752 | 0.24752
2018-05-25 | 5 | 19 | Winter: On-Peak |  | 77 | Cooling | 0 | 0.98419 | 1.0078 | 0 | #N/A | 0 | #N/A | 0 | 0.071953 | 1.6764 | 1.1856 | 0.14301 | 0.14301
2018-05-25 | 5 | 20 | Winter: On-Peak |  | 73 | Cooling | 0 | 0.97072 | 1.0078 | 0 | #N/A | 0 | #N/A | 0 | 0.050301 | 1.5244 | 1.1856 | 0.09091 | 0.09091
2018-05-25 | 5 | 21 | Winter: On-Peak |  | 70 | Cooling | 0 | 0.95751 | 1.0078 | 0 | 4.3818 | 0 | 4.3586 | 0 | 0.040605 | 1.4449 | 1.1856 | 0.069558 | 0.069558
2018-05-25 | 5 | 22 | Winter: On-Peak |  | 68 | Cooling | 0 | 0.94265 | 1.0078 | 0 | 4.3818 | 0 | 4.3586 | 0 | 0.037256 | 1.2427 | 1.1856 | 0.054893 | 0.054893
2018-05-25 | 5 | 23 | Winter: Off-Peak |  | 66 | Cooling | 0 | 0.94451 | 1.0078 | 0 | 4.3818 | 0 | 4.3586 | 0 | 0.0364 | 1.0298 | 1.1856 | 0.044441 | 0.044441
2018-05-26 | 6 | 0 | Winter: Off-Peak |  | 64 | Cooling | 0 | 0.97482 | 0.98855 | 0 | 4.3818 | 0 | 4.3586 | 0 | 0.038036 | 0.90669 | 1.0113 | 0.034877 | 0.034877
2018-05-26 | 6 | 1 | Winter: Off-Peak |  | 63 | Cooling | 0 | 1.0122 | 0.98855 | 0 | 4.3818 | 0 | 4.3586 | 0 | 0.039789 | 0.81803 | 1.0113 | 0.032917 | 0.032917
2018-05-26 | 6 | 2 | Winter: Off-Peak |  | 63 | Cooling | 0 | 1.051 | 0.98855 | 0 | 4.3818 | 0 | 4.3586 | 0 | 0.039789 | 0.74508 | 1.0113 | 0.029981 | 0.029981
2018-05-26 | 6 | 3 | Winter: Off-Peak |  | 61 | Cooling | 0 | 1.0924 | 0.98855 | 0 | 4.3818 | 0 | 4.3586 | 0 | 0.045165 | 0.69159 | 1.0113 | 0.031588 | 0.031588
2018-05-26 | 6 | 4 | Winter: Off-Peak |  | 61 | Cooling | 0 | 1.1348 | 0.98855 | 0 | 4.3818 | 0 | 4.3586 | 0 | 0.045165 | 0.64739 | 1.0113 | 0.029569 | 0.029569
2018-05-26 | 6 | 5 | Winter: Off-Peak |  | 61 | Cooling | 0 | 1.1636 | 0.98855 | 0 | 4.3818 | 0 | 4.3586 | 0 | 0.045165 | 0.7214 | 1.0113 | 0.032949 | 0.032949
2018-05-26 | 6 | 6 | Winter: Off-Peak |  | 64 | Cooling | 0 | 1.2084 | 0.98855 | 0 | 4.3818 | 0 | 4.3586 | 0 | 0.038036 | 0.87787 | 1.0113 | 0.033768 | 0.033768
2018-05-26 | 6 | 7 | Winter: Off-Peak |  | 70 | Cooling | 0 | 1.1637 | 0.98855 | 0 | 4.3818 | 0 | 4.3586 | 0 | 0.040605 | 0.97331 | 1.0113 | 0.039967 | 0.039967
2018-05-26 | 6 | 8 | Winter: Off-Peak |  | 73 | Cooling | 0 | 1.0942 | 0.98855 | 0 | #N/A | 0 | #N/A | 0 | 0.050301 | 0.9494 | 1.0113 | 0.048295 | 0.048295
2018-05-26 | 6 | 9 | Winter: Off-Peak |  | 79 | Cooling | 0 | 1.0343 | 0.98855 | 0 | #N/A | 0 | #N/A | 0 | 0.086518 | 0.84085 | 1.0113 | 0.07357 | 0.07357
2018-05-26 | 6 | 10 | Winter: Off-Peak |  | 81 | Cooling | 0 | 0.98112 | 0.98855 | 0 | #N/A | 0 | #N/A | 0 | 0.10358 | 0.74504 | 1.0113 | 0.078039 | 0.078039
2018-05-26 | 6 | 11 | Winter: Off-Peak |  | 84 | Cooling | 0 | 0.94956 | 0.98855 | 0 | #N/A | 0 | #N/A | 0 | 0.13383 | 0.72851 | 1.0113 | 0.0986 | 0.0986
2018-05-26 | 6 | 12 | Winter: Off-Peak |  | 86 | Cooling | 0 | 0.91648 | 0.98855 | 0 | #N/A | 0 | #N/A | 0 | 0.15712 | 0.75911 | 1.0113 | 0.12062 | 0.12062
2018-05-26 | 6 | 13 | Winter: Off-Peak |  | 88 | Cooling | 0 | 0.9004 | 0.98855 | 0 | #N/A | 0 | #N/A | 0 | 0.1829 | 0.79116 | 1.0113 | 0.14634 | 0.14634
2018-05-26 | 6 | 14 | Winter: Off-Peak |  | 88 | Cooling | 0 | 0.86033 | 0.98855 | 0 | #N/A | 0 | #N/A | 0 | 0.1829 | 0.84356 | 1.0113 | 0.15603 | 0.15603
2018-05-26 | 6 | 15 | Winter: Off-Peak |  | 90 | Cooling | 0 | 0.85755 | 0.98855 | 0 | #N/A | 0 | #N/A | 0 | 0.21118 | 0.96593 | 1.0113 | 0.20628 | 0.20628
2018-05-26 | 6 | 16 | Winter: Off-Peak |  | 88 | Cooling | 0 | 0.88345 | 0.98855 | 0 | #N/A | 0 | #N/A | 0 | 0.1829 | 1.1649 | 1.0113 | 0.21548 | 0.21548
2018-05-26 | 6 | 17 | Winter: Off-Peak |  | 88 | Cooling | 0 | 0.94026 | 0.98855 | 0 | #N/A | 0 | #N/A | 0 | 0.1829 | 1.3522 | 1.0113 | 0.25011 | 0.25011
2018-05-26 | 6 | 18 | Winter: Off-Peak |  | 86 | Cooling | 0 | 0.98182 | 0.98855 | 0 | #N/A | 0 | #N/A | 0 | 0.15712 | 1.5599 | 1.0113 | 0.24786 | 0.24786
2018-05-26 | 6 | 19 | Winter: Off-Peak |  | 79 | Cooling | 0 | 0.98419 | 0.98855 | 0 | #N/A | 0 | #N/A | 0 | 0.086518 | 1.6764 | 1.0113 | 0.14668 | 0.14668
2018-05-26 | 6 | 20 | Winter: Off-Peak |  | 75 | Cooling | 0 | 0.97072 | 0.98855 | 0 | #N/A | 0 | #N/A | 0 | 0.059881 | 1.5244 | 1.0113 | 0.092311 | 0.092311
2018-05-26 | 6 | 21 | Winter: Off-Peak |  | 68 | Cooling | 0 | 0.95751 | 0.98855 | 0 | 4.3818 | 0 | 4.3586 | 0 | 0.037256 | 1.4449 | 1.0113 | 0.054437 | 0.054437
2018-05-26 | 6 | 22 | Winter: Off-Peak |  | 64 | Cooling | 0 | 0.94265 | 0.98855 | 0 | 4.3818 | 0 | 4.3586 | 0 | 0.038036 | 1.2427 | 1.0113 | 0.047802 | 0.047802
2018-05-26 | 6 | 23 | Winter: Off-Peak |  | 63 | Cooling | 0 | 0.94451 | 0.98855 | 0 | 4.3818 | 0 | 4.3586 | 0 | 0.039789 | 1.0298 | 1.0113 | 0.041436 | 0.041436
2018-05-27 | 7 | 0 | Winter: Off-Peak |  | 63 | Cooling | 0 | 0.97482 | 0.93761 | 0 | 4.3818 | 0 | 4.3586 | 0 | 0.039789 | 0.90669 | 1.0096 | 0.036424 | 0.036424
2018-05-27 | 7 | 1 | Winter: Off-Peak |  | 64 | Cooling | 0 | 1.0122 | 0.93761 | 0 | 4.3818 | 0 | 4.3586 | 0 | 0.038036 | 0.81803 | 1.0096 | 0.031415 | 0.031415
2018-05-27 | 7 | 2 | Winter: Off-Peak |  | 63 | Cooling | 0 | 1.051 | 0.93761 | 0 | 4.3818 | 0 | 4.3586 | 0 | 0.039789 | 0.74508 | 1.0096 | 0.029931 | 0.029931
2018-05-27 | 7 | 3 | Winter: Off-Peak |  | 61 | Cooling | 0 | 1.0924 | 0.93761 | 0 | 4.3818 | 0 | 4.3586 | 0 | 0.045165 | 0.69159 | 1.0096 | 0.031536 | 0.031536
2018-05-27 | 7 | 4 | Winter: Off-Peak |  | 59 | Cooling | 0 | 1.1348 | 0.93761 | 0 | 4.3182 | 0 | 4.2356 | 0 | 0.025 | 0.64739 | 1.0096 | 0.01634 | 0.01634
2018-05-27 | 7 | 5 | Winter: Off-Peak |  | 59 | Cooling | 0 | 1.1636 | 0.93761 | 0 | 4.3182 | 0 | 4.2356 | 0 | 0.025 | 0.7214 | 1.0096 | 0.018208 | 0.018208
2018-05-27 | 7 | 6 | Winter: Off-Peak |  | 61 | Cooling | 0 | 1.2084 | 0.93761 | 0 | 4.3818 | 0 | 4.3586 | 0 | 0.045165 | 0.87787 | 1.0096 | 0.04003 | 0.04003
2018-05-27 | 7 | 7 | Winter: Off-Peak |  | 63 | Cooling | 0 | 1.1637 | 0.93761 | 0 | 4.3818 | 0 | 4.3586 | 0 | 0.039789 | 0.97331 | 1.0096 | 0.0391 | 0.0391
2018-05-27 | 7 | 8 | Winter: Off-Peak |  | 66 | Cooling | 0 | 1.0942 | 0.93761 | 0 | 4.3818 | 0 | 4.3586 | 0 | 0.0364 | 0.9494 | 1.0096 | 0.034891 | 0.034891
2018-05-27 | 7 | 9 | Winter: Off-Peak |  | 68 | Cooling | 0 | 1.0343 | 0.93761 | 0 | 4.3818 | 0 | 4.3586 | 0 | 0.037256 | 0.84085 | 1.0096 | 0.031628 | 0.031628
2018-05-27 | 7 | 10 | Winter: Off-Peak |  | 70 | Cooling | 0 | 0.98112 | 0.93761 | 0 | 4.3818 | 0 | 4.3586 | 0 | 0.040605 | 0.74504 | 1.0096 | 0.030543 | 0.030543
2018-05-27 | 7 | 11 | Winter: Off-Peak |  | 72 | Cooling | 0 | 0.94956 | 0.93761 | 0 | #N/A | 0 | #N/A | 0 | 0.046446 | 0.72851 | 1.0096 | 0.034161 | 0.034161
2018-05-27 | 7 | 12 | Winter: Off-Peak |  | 73 | Cooling | 0 | 0.91648 | 0.93761 | 0 | #N/A | 0 | #N/A | 0 | 0.050301 | 0.75911 | 1.0096 | 0.038551 | 0.038551
2018-05-27 | 7 | 13 | Winter: Off-Peak |  | 73 | Cooling | 0 | 0.9004 | 0.93761 | 0 | #N/A | 0 | #N/A | 0 | 0.050301 | 0.79116 | 1.0096 | 0.040179 | 0.040179
2018-05-27 | 7 | 14 | Winter: Off-Peak |  | 75 | Cooling | 0 | 0.86033 | 0.93761 | 0 | #N/A | 0 | #N/A | 0 | 0.059881 | 0.84356 | 1.0096 | 0.050999 | 0.050999
2018-05-27 | 7 | 15 | Winter: Off-Peak |  | 75 | Cooling | 0 | 0.85755 | 0.93761 | 0 | #N/A | 0 | #N/A | 0 | 0.059881 | 0.96593 | 1.0096 | 0.058397 | 0.058397
2018-05-27 | 7 | 16 | Winter: Off-Peak |  | 73 | Cooling | 0 | 0.88345 | 0.93761 | 0 | #N/A | 0 | #N/A | 0 | 0.050301 | 1.1649 | 1.0096 | 0.059161 | 0.059161
2018-05-27 | 7 | 17 | Winter: Off-Peak |  | 72 | Cooling | 0 | 0.94026 | 0.93761 | 0 | #N/A | 0 | #N/A | 0 | 0.046446 | 1.3522 | 1.0096 | 0.063406 | 0.063406
2018-05-27 | 7 | 18 | Winter: Off-Peak |  | 70 | Cooling | 0 | 0.98182 | 0.93761 | 0 | 4.3818 | 0 | 4.3586 | 0 | 0.040605 | 1.5599 | 1.0096 | 0.063948 | 0.063948
2018-05-27 | 7 | 19 | Winter: Off-Peak |  | 64 | Cooling | 0 | 0.98419 | 0.93761 | 0 | 4.3818 | 0 | 4.3586 | 0 | 0.038036 | 1.6764 | 1.0096 | 0.064379 | 0.064379
2018-05-27 | 7 | 20 | Winter: Off-Peak |  | 59 | Cooling | 0 | 0.97072 | 0.93761 | 0 | 4.3182 | 0 | 4.2356 | 0 | 0.025 | 1.5244 | 1.0096 | 0.038476 | 0.038476
2018-05-27 | 7 | 21 | Winter: Off-Peak |  | 57 | Cooling | 0 | 0.95751 | 0.93761 | 0 | 4.2531 | 0 | 4.112 | 0 | 0.025 | 1.4449 | 1.0096 | 0.036469 | 0.036469
2018-05-27 | 7 | 22 | Winter: Off-Peak |  | 55 | Cooling | 0 | 0.94265 | 0.93761 | 0 | 4.1851 | 0 | 3.9877 | 0 | 0.025 | 1.2427 | 1.0096 | 0.031367 | 0.031367
2018-05-27 | 7 | 23 | Winter: Off-Peak |  | 54 | Cooling | 0 | 0.94451 | 0.93761 | 0 | 4.156 | 0 | 3.9259 | 0 | 0.025 | 1.0298 | 1.0096 | 0.025991 | 0.025991
2018-05-28 | 1 | 0 | Winter: Off-Peak |  | 54 | Cooling | 0 | 0.97482 | 1.0177 | 0 | 4.156 | 0 | 3.9259 | 0 | 0.025 | 0.90669 | 0.9441 | 0.0214 | 0.0214
2018-05-28 | 1 | 1 | Winter: Off-Peak |  | 52 | Cooling | 0 | 1.0122 | 1.0177 | 0 | 4.0951 | 0 | 3.8021 | 0 | 0.025 | 0.81803 | 0.9441 | 0.019308 | 0.019308
2018-05-28 | 1 | 2 | Winter: Off-Peak |  | 52 | Cooling | 0 | 1.051 | 1.0177 | 0 | 4.0951 | 0 | 3.8021 | 0 | 0.025 | 0.74508 | 0.9441 | 0.017586 | 0.017586
2018-05-28 | 1 | 3 | Winter: Off-Peak |  | 48 | Cooling | 0 | 1.0924 | 1.0177 | 0 | 3.9631 | 0 | 3.5525 | 0 | 0.025 | 0.69159 | 0.9441 | 0.016323 | 0.016323
2018-05-28 | 1 | 4 | Winter: Off-Peak |  | 48 | Cooling | 0 | 1.1348 | 1.0177 | 0 | 3.9631 | 0 | 3.5525 | 0 | 0.025 | 0.64739 | 0.9441 | 0.01528 | 0.01528
2018-05-28 | 1 | 5 | Winter: Off-Peak |  | 48 | Cooling | 0 | 1.1636 | 1.0177 | 0 | 3.9631 | 0 | 3.5525 | 0 | 0.025 | 0.7214 | 0.9441 | 0.017027 | 0.017027
2018-05-28 | 1 | 6 | Winter: Off-Peak |  | 52 | Cooling | 0 | 1.2084 | 1.0177 | 0 | 4.0951 | 0 | 3.8021 | 0 | 0.025 | 0.87787 | 0.9441 | 0.02072 | 0.02072
2018-05-28 | 1 | 7 | Winter: On-Peak |  | 57 | Cooling | 0 | 1.1637 | 1.0177 | 0 | 4.2531 | 0 | 4.112 | 0 | 0.025 | 0.97331 | 0.9441 | 0.022973 | 0.022973
2018-05-28 | 1 | 8 | Winter: On-Peak |  | 63 | Cooling | 0 | 1.0942 | 1.0177 | 0 | 4.3818 | 0 | 4.3586 | 0 | 0.039789 | 0.9494 | 0.9441 | 0.035664 | 0.035664
2018-05-28 | 1 | 9 | Winter: On-Peak |  | 66 | Cooling | 0 | 1.0343 | 1.0177 | 0 | 4.3818 | 0 | 4.3586 | 0 | 0.0364 | 0.84085 | 0.9441 | 0.028896 | 0.028896
2018-05-28 | 1 | 10 | Winter: On-Peak |  | 70 | Cooling | 0 | 0.98112 | 1.0177 | 0 | 4.3818 | 0 | 4.3586 | 0 | 0.040605 | 0.74504 | 0.9441 | 0.028561 | 0.028561
2018-05-28 | 1 | 11 | Winter: On-Peak |  | 72 | Cooling | 0 | 0.94956 | 1.0177 | 0 | #N/A | 0 | #N/A | 0 | 0.046446 | 0.72851 | 0.9441 | 0.031944 | 0.031944
2018-05-28 | 1 | 12 | Winter: On-Peak |  | 72 | Cooling | 0 | 0.91648 | 1.0177 | 0 | #N/A | 0 | #N/A | 0 | 0.046446 | 0.75911 | 0.9441 | 0.033286 | 0.033286
2018-05-28 | 1 | 13 | Winter: On-Peak |  | 73 | Cooling | 0 | 0.9004 | 1.0177 | 0 | #N/A | 0 | #N/A | 0 | 0.050301 | 0.79116 | 0.9441 | 0.037571 | 0.037571
2018-05-28 | 1 | 14 | Winter: On-Peak |  | 73 | Cooling | 0 | 0.86033 | 1.0177 | 0 | #N/A | 0 | #N/A | 0 | 0.050301 | 0.84356 | 0.9441 | 0.04006 | 0.04006
2018-05-28 | 1 | 15 | Winter: On-Peak |  | 75 | Cooling | 0 | 0.85755 | 1.0177 | 0 | #N/A | 0 | #N/A | 0 | 0.059881 | 0.96593 | 0.9441 | 0.054607 | 0.054607
2018-05-28 | 1 | 16 | Winter: On-Peak |  | 75 | Cooling | 0 | 0.88345 | 1.0177 | 0 | #N/A | 0 | #N/A | 0 | 0.059881 | 1.1649 | 0.9441 | 0.065858 | 0.065858
2018-05-28 | 1 | 17 | Winter: On-Peak |  | 75 | Cooling | 0 | 0.94026 | 1.0177 | 0 | #N/A | 0 | #N/A | 0 | 0.059881 | 1.3522 | 0.9441 | 0.076442 | 0.076442
2018-05-28 | 1 | 18 | Winter: On-Peak |  | 73 | Cooling | 0 | 0.98182 | 1.0177 | 0 | #N/A | 0 | #N/A | 0 | 0.050301 | 1.5599 | 0.9441 | 0.074078 | 0.074078
2018-05-28 | 1 | 19 | Winter: On-Peak |  | 68 | Cooling | 0 | 0.98419 | 1.0177 | 0 | 4.3818 | 0 | 4.3586 | 0 | 0.037256 | 1.6764 | 0.9441 | 0.058965 | 0.058965
2018-05-28 | 1 | 20 | Winter: On-Peak |  | 63 | Cooling | 0 | 0.97072 | 1.0177 | 0 | 4.3818 | 0 | 4.3586 | 0 | 0.039789 | 1.5244 | 0.9441 | 0.057263 | 0.057263
2018-05-28 | 1 | 21 | Winter: On-Peak |  | 61 | Cooling | 0 | 0.95751 | 1.0177 | 0 | 4.3818 | 0 | 4.3586 | 0 | 0.045165 | 1.4449 | 0.9441 | 0.061609 | 0.061609
2018-05-28 | 1 | 22 | Winter: On-Peak |  | 57 | Cooling | 0 | 0.94265 | 1.0177 | 0 | 4.2531 | 0 | 4.112 | 0 | 0.025 | 1.2427 | 0.9441 | 0.029331 | 0.029331
2018-05-28 | 1 | 23 | Winter: Off-Peak |  | 57 | Cooling | 0 | 0.94451 | 1.0177 | 0 | 4.2531 | 0 | 4.112 | 0 | 0.025 | 1.0298 | 0.9441 | 0.024305 | 0.024305
2018-05-29 | 2 | 0 | Winter: Off-Peak |  | 55 | Cooling | 0 | 0.97482 | 1.02 | 0 | 4.1851 | 0 | 3.9877 | 0 | 0.025 | 0.90669 | 0.83669 | 0.018965 | 0.018965
2018-05-29 | 2 | 1 | Winter: Off-Peak |  | 54 | Cooling | 0 | 1.0122 | 1.02 | 0 | 4.156 | 0 | 3.9259 | 0 | 0.025 | 0.81803 | 0.83669 | 0.017111 | 0.017111
2018-05-29 | 2 | 2 | Winter: Off-Peak |  | 54 | Cooling | 0 | 1.051 | 1.02 | 0 | 4.156 | 0 | 3.9259 | 0 | 0.025 | 0.74508 | 0.83669 | 0.015585 | 0.015585
2018-05-29 | 2 | 3 | Winter: Off-Peak |  | 54 | Cooling | 0 | 1.0924 | 1.02 | 0 | 4.156 | 0 | 3.9259 | 0 | 0.025 | 0.69159 | 0.83669 | 0.014466 | 0.014466
2018-05-29 | 2 | 4 | Winter: Off-Peak |  | 54 | Cooling | 0 | 1.1348 | 1.02 | 0 | 4.156 | 0 | 3.9259 | 0 | 0.025 | 0.64739 | 0.83669 | 0.013541 | 0.013541
2018-05-29 | 2 | 5 | Winter: Off-Peak |  | 54 | Cooling | 0 | 1.1636 | 1.02 | 0 | 4.156 | 0 | 3.9259 | 0 | 0.025 | 0.7214 | 0.83669 | 0.01509 | 0.01509
2018-05-29 | 2 | 6 | Winter: Off-Peak |  | 55 | Cooling | 0 | 1.2084 | 1.02 | 0 | 4.1851 | 0 | 3.9877 | 0 | 0.025 | 0.87787 | 0.83669 | 0.018363 | 0.018363
2018-05-29 | 2 | 7 | Winter: On-Peak |  | 55 | Cooling | 0 | 1.1637 | 1.02 | 0 | 4.1851 | 0 | 3.9877 | 0 | 0.025 | 0.97331 | 0.83669 | 0.020359 | 0.020359
2018-05-29 | 2 | 8 | Winter: On-Peak |  | 57 | Cooling | 0 | 1.0942 | 1.02 | 0 | 4.2531 | 0 | 4.112 | 0 | 0.025 | 0.9494 | 0.83669 | 0.019859 | 0.019859
2018-05-29 | 2 | 9 | Winter: On-Peak |  | 61 | Cooling | 0 | 1.0343 | 1.02 | 0 | 4.3818 | 0 | 4.3586 | 0 | 0.045165 | 0.84085 | 0.83669 | 0.031774 | 0.031774
2018-05-29 | 2 | 10 | Winter: On-Peak |  | 66 | Cooling | 0 | 0.98112 | 1.02 | 0 | 4.3818 | 0 | 4.3586 | 0 | 0.0364 | 0.74504 | 0.83669 | 0.02269 | 0.02269
2018-05-29 | 2 | 11 | Winter: On-Peak |  | 68 | Cooling | 0 | 0.94956 | 1.02 | 0 | 4.3818 | 0 | 4.3586 | 0 | 0.037256 | 0.72851 | 0.83669 | 0.022709 | 0.022709
2018-05-29 | 2 | 12 | Winter: On-Peak |  | 64 | Cooling | 0 | 0.91648 | 1.02 | 0 | 4.3818 | 0 | 4.3586 | 0 | 0.038036 | 0.75911 | 0.83669 | 0.024158 | 0.024158
2018-05-29 | 2 | 13 | Winter: On-Peak |  | 68 | Cooling | 0 | 0.9004 | 1.02 | 0 | 4.3818 | 0 | 4.3586 | 0 | 0.037256 | 0.79116 | 0.83669 | 0.024662 | 0.024662
2018-05-29 | 2 | 14 | Winter: On-Peak |  | 72 | Cooling | 0 | 0.86033 | 1.02 | 0 | #N/A | 0 | #N/A | 0 | 0.046446 | 0.84356 | 0.83669 | 0.032781 | 0.032781
2018-05-29 | 2 | 15 | Winter: On-Peak |  | 73 | Cooling | 0 | 0.85755 | 1.02 | 0 | #N/A | 0 | #N/A | 0 | 0.050301 | 0.96593 | 0.83669 | 0.040652 | 0.040652
2018-05-29 | 2 | 16 | Winter: On-Peak |  | 73 | Cooling | 0 | 0.88345 | 1.02 | 0 | #N/A | 0 | #N/A | 0 | 0.050301 | 1.1649 | 0.83669 | 0.049027 | 0.049027
2018-05-29 | 2 | 17 | Winter: On-Peak |  | 73 | Cooling | 0 | 0.94026 | 1.02 | 0 | #N/A | 0 | #N/A | 0 | 0.050301 | 1.3522 | 0.83669 | 0.056907 | 0.056907
2018-05-29 | 2 | 18 | Winter: On-Peak |  | 73 | Cooling | 0 | 0.98182 | 1.02 | 0 | #N/A | 0 | #N/A | 0 | 0.050301 | 1.5599 | 0.83669 | 0.06565 | 0.06565
2018-05-29 | 2 | 19 | Winter: On-Peak |  | 68 | Cooling | 0 | 0.98419 | 1.02 | 0 | 4.3818 | 0 | 4.3586 | 0 | 0.037256 | 1.6764 | 0.83669 | 0.052257 | 0.052257
2018-05-29 | 2 | 20 | Winter: On-Peak |  | 64 | Cooling | 0 | 0.97072 | 1.02 | 0 | 4.3818 | 0 | 4.3586 | 0 | 0.038036 | 1.5244 | 0.83669 | 0.048512 | 0.048512
2018-05-29 | 2 | 21 | Winter: On-Peak |  | 63 | Cooling | 0 | 0.95751 | 1.02 | 0 | 4.3818 | 0 | 4.3586 | 0 | 0.039789 | 1.4449 | 0.83669 | 0.048101 | 0.048101
2018-05-29 | 2 | 22 | Winter: On-Peak |  | 63 | Cooling | 0 | 0.94265 | 1.02 | 0 | 4.3818 | 0 | 4.3586 | 0 | 0.039789 | 1.2427 | 0.83669 | 0.041371 | 0.041371
2018-05-29 | 2 | 23 | Winter: Off-Peak |  | 61 | Cooling | 0 | 0.94451 | 1.02 | 0 | 4.3818 | 0 | 4.3586 | 0 | 0.045165 | 1.0298 | 0.83669 | 0.038913 | 0.038913
2018-05-30 | 3 | 0 | Winter: Off-Peak |  | 59 | Cooling | 0 | 0.97482 | 1.0263 | 0 | 4.3182 | 0 | 4.2356 | 0 | 0.025 | 0.90669 | 0.94211 | 0.021355 | 0.021355
2018-05-30 | 3 | 1 | Winter: Off-Peak |  | 55 | Cooling | 0 | 1.0122 | 1.0263 | 0 | 4.1851 | 0 | 3.9877 | 0 | 0.025 | 0.81803 | 0.94211 | 0.019267 | 0.019267
2018-05-30 | 3 | 2 | Winter: Off-Peak |  | 55 | Cooling | 0 | 1.051 | 1.0263 | 0 | 4.1851 | 0 | 3.9877 | 0 | 0.025 | 0.74508 | 0.94211 | 0.017549 | 0.017549
2018-05-30 | 3 | 3 | Winter: Off-Peak |  | 54 | Cooling | 0 | 1.0924 | 1.0263 | 0 | 4.156 | 0 | 3.9259 | 0 | 0.025 | 0.69159 | 0.94211 | 0.016289 | 0.016289
2018-05-30 | 3 | 4 | Winter: Off-Peak |  | 54 | Cooling | 0 | 1.1348 | 1.0263 | 0 | 4.156 | 0 | 3.9259 | 0 | 0.025 | 0.64739 | 0.94211 | 0.015248 | 0.015248
2018-05-30 | 3 | 5 | Winter: Off-Peak |  | 54 | Cooling | 0 | 1.1636 | 1.0263 | 0 | 4.156 | 0 | 3.9259 | 0 | 0.025 | 0.7214 | 0.94211 | 0.016991 | 0.016991
2018-05-30 | 3 | 6 | Winter: Off-Peak |  | 55 | Cooling | 0 | 1.2084 | 1.0263 | 0 | 4.1851 | 0 | 3.9877 | 0 | 0.025 | 0.87787 | 0.94211 | 0.020676 | 0.020676
2018-05-30 | 3 | 7 | Winter: On-Peak |  | 61 | Cooling | 0 | 1.1637 | 1.0263 | 0 | 4.3818 | 0 | 4.3586 | 0 | 0.045165 | 0.97331 | 0.94211 | 0.041414 | 0.041414
2018-05-30 | 3 | 8 | Winter: On-Peak |  | 64 | Cooling | 0 | 1.0942 | 1.0263 | 0 | 4.3818 | 0 | 4.3586 | 0 | 0.038036 | 0.9494 | 0.94211 | 0.034021 | 0.034021
2018-05-30 | 3 | 9 | Winter: On-Peak |  | 64 | Cooling | 0 | 1.0343 | 1.0263 | 0 | 4.3818 | 0 | 4.3586 | 0 | 0.038036 | 0.84085 | 0.94211 | 0.030131 | 0.030131
2018-05-30 | 3 | 10 | Winter: On-Peak |  | 66 | Cooling | 0 | 0.98112 | 1.0263 | 0 | 4.3818 | 0 | 4.3586 | 0 | 0.0364 | 0.74504 | 0.94211 | 0.025549 | 0.025549
2018-05-30 | 3 | 11 | Winter: On-Peak |  | 68 | Cooling | 0 | 0.94956 | 1.0263 | 0 | 4.3818 | 0 | 4.3586 | 0 | 0.037256 | 0.72851 | 0.94211 | 0.02557 | 0.02557
2018-05-30 | 3 | 12 | Winter: On-Peak |  | 70 | Cooling | 0 | 0.91648 | 1.0263 | 0 | 4.3818 | 0 | 4.3586 | 0 | 0.040605 | 0.75911 | 0.94211 | 0.029039 | 0.029039
2018-05-30 | 3 | 13 | Winter: On-Peak |  | 70 | Cooling | 0 | 0.9004 | 1.0263 | 0 | 4.3818 | 0 | 4.3586 | 0 | 0.040605 | 0.79116 | 0.94211 | 0.030265 | 0.030265
2018-05-30 | 3 | 14 | Winter: On-Peak |  | 70 | Cooling | 0 | 0.86033 | 1.0263 | 0 | 4.3818 | 0 | 4.3586 | 0 | 0.040605 | 0.84356 | 0.94211 | 0.032269 | 0.032269
2018-05-30 | 3 | 15 | Winter: On-Peak |  | 72 | Cooling | 0 | 0.85755 | 1.0263 | 0 | #N/A | 0 | #N/A | 0 | 0.046446 | 0.96593 | 0.94211 | 0.042266 | 0.042266
2018-05-30 | 3 | 16 | Winter: On-Peak |  | 68 | Cooling | 0 | 0.88345 | 1.0263 | 0 | 4.3818 | 0 | 4.3586 | 0 | 0.037256 | 1.1649 | 0.94211 | 0.040888 | 0.040888
2018-05-30 | 3 | 17 | Winter: On-Peak |  | 68 | Cooling | 0 | 0.94026 | 1.0263 | 0 | 4.3818 | 0 | 4.3586 | 0 | 0.037256 | 1.3522 | 0.94211 | 0.04746 | 0.04746
2018-05-30 | 3 | 18 | Winter: On-Peak |  | 68 | Cooling | 0 | 0.98182 | 1.0263 | 0 | 4.3818 | 0 | 4.3586 | 0 | 0.037256 | 1.5599 | 0.94211 | 0.054751 | 0.054751
2018-05-30 | 3 | 19 | Winter: On-Peak |  | 66 | Cooling | 0 | 0.98419 | 1.0263 | 0 | 4.3818 | 0 | 4.3586 | 0 | 0.0364 | 1.6764 | 0.94211 | 0.057489 | 0.057489
2018-05-30 | 3 | 20 | Winter: On-Peak |  | 64 | Cooling | 0 | 0.97072 | 1.0263 | 0 | 4.3818 | 0 | 4.3586 | 0 | 0.038036 | 1.5244 | 0.94211 | 0.054625 | 0.054625
2018-05-30 | 3 | 21 | Winter: On-Peak |  | 64 | Cooling | 0 | 0.95751 | 1.0263 | 0 | 4.3818 | 0 | 4.3586 | 0 | 0.038036 | 1.4449 | 0.94211 | 0.051776 | 0.051776
2018-05-30 | 3 | 22 | Winter: On-Peak |  | 63 | Cooling | 0 | 0.94265 | 1.0263 | 0 | 4.3818 | 0 | 4.3586 | 0 | 0.039789 | 1.2427 | 0.94211 | 0.046584 | 0.046584
2018-05-30 | 3 | 23 | Winter: Off-Peak |  | 63 | Cooling | 0 | 0.94451 | 1.0263 | 0 | 4.3818 | 0 | 4.3586 | 0 | 0.039789 | 1.0298 | 0.94211 | 0.038601 | 0.038601
2018-05-31 | 4 | 0 | Winter: Off-Peak |  | 63 | Cooling | 0 | 0.97482 | 1.002 | 0 | 4.3818 | 0 | 4.3586 | 0 | 0.039789 | 0.90669 | 1.0706 | 0.038622 | 0.038622
2018-05-31 | 4 | 1 | Winter: Off-Peak |  | 61 | Cooling | 0 | 1.0122 | 1.002 | 0 | 4.3818 | 0 | 4.3586 | 0 | 0.045165 | 0.81803 | 1.0706 | 0.039553 | 0.039553
2018-05-31 | 4 | 2 | Winter: Off-Peak |  | 57 | Cooling | 0 | 1.051 | 1.002 | 0 | 4.2531 | 0 | 4.112 | 0 | 0.025 | 0.74508 | 1.0706 | 0.019941 | 0.019941
2018-05-31 | 4 | 3 | Winter: Off-Peak |  | 55 | Cooling | 0 | 1.0924 | 1.002 | 0 | 4.1851 | 0 | 3.9877 | 0 | 0.025 | 0.69159 | 1.0706 | 0.01851 | 0.01851
2018-05-31 | 4 | 4 | Winter: Off-Peak |  | 54 | Cooling | 0 | 1.1348 | 1.002 | 0 | 4.156 | 0 | 3.9259 | 0 | 0.025 | 0.64739 | 1.0706 | 0.017327 | 0.017327
2018-05-31 | 4 | 5 | Winter: Off-Peak |  | 52 | Cooling | 0 | 1.1636 | 1.002 | 0 | 4.0951 | 0 | 3.8021 | 0 | 0.025 | 0.7214 | 1.0706 | 0.019308 | 0.019308
2018-05-31 | 4 | 6 | Winter: Off-Peak |  | 55 | Cooling | 0 | 1.2084 | 1.002 | 0 | 4.1851 | 0 | 3.9877 | 0 | 0.025 | 0.87787 | 1.0706 | 0.023496 | 0.023496
2018-05-31 | 4 | 7 | Winter: On-Peak |  | 57 | Cooling | 0 | 1.1637 | 1.002 | 0 | 4.2531 | 0 | 4.112 | 0 | 0.025 | 0.97331 | 1.0706 | 0.02605 | 0.02605
2018-05-31 | 4 | 8 | Winter: On-Peak |  | 61 | Cooling | 0 | 1.0942 | 1.002 | 0 | 4.3818 | 0 | 4.3586 | 0 | 0.045165 | 0.9494 | 1.0706 | 0.045905 | 0.045905
2018-05-31 | 4 | 9 | Winter: On-Peak |  | 64 | Cooling | 0 | 1.0343 | 1.002 | 0 | 4.3818 | 0 | 4.3586 | 0 | 0.038036 | 0.84085 | 1.0706 | 0.03424 | 0.03424
2018-05-31 | 4 | 10 | Winter: On-Peak |  | 66 | Cooling | 0 | 0.98112 | 1.002 | 0 | 4.3818 | 0 | 4.3586 | 0 | 0.0364 | 0.74504 | 1.0706 | 0.029033 | 0.029033
2018-05-31 | 4 | 11 | Winter: On-Peak |  | 70 | Cooling | 0 | 0.94956 | 1.002 | 0 | 4.3818 | 0 | 4.3586 | 0 | 0.040605 | 0.72851 | 1.0706 | 0.031668 | 0.031668
2018-05-31 | 4 | 12 | Winter: On-Peak |  | 73 | Cooling | 0 | 0.91648 | 1.002 | 0 | #N/A | 0 | #N/A | 0 | 0.050301 | 0.75911 | 1.0706 | 0.040878 | 0.040878
2018-05-31 | 4 | 13 | Winter: On-Peak |  | 75 | Cooling | 0 | 0.9004 | 1.002 | 0 | #N/A | 0 | #N/A | 0 | 0.059881 | 0.79116 | 1.0706 | 0.050718 | 0.050718
2018-05-31 | 4 | 14 | Winter: On-Peak |  | 79 | Cooling | 0 | 0.86033 | 1.002 | 0 | #N/A | 0 | #N/A | 0 | 0.086518 | 0.84356 | 1.0706 | 0.078133 | 0.078133
2018-05-31 | 4 | 15 | Winter: On-Peak |  | 81 | Cooling | 0 | 0.85755 | 1.002 | 0 | #N/A | 0 | #N/A | 0 | 0.10358 | 0.96593 | 1.0706 | 0.10711 | 0.10711
2018-05-31 | 4 | 16 | Winter: On-Peak |  | 82 | Cooling | 0 | 0.88345 | 1.002 | 0 | #N/A | 0 | #N/A | 0 | 0.11304 | 1.1649 | 1.0706 | 0.14098 | 0.14098
2018-05-31 | 4 | 17 | Winter: On-Peak |  | 82 | Cooling | 0 | 0.94026 | 1.002 | 0 | #N/A | 0 | #N/A | 0 | 0.11304 | 1.3522 | 1.0706 | 0.16363 | 0.16363
2018-05-31 | 4 | 18 | Winter: On-Peak |  | 81 | Cooling | 0 | 0.98182 | 1.002 | 0 | #N/A | 0 | #N/A | 0 | 0.10358 | 1.5599 | 1.0706 | 0.17297 | 0.17297
2018-05-31 | 4 | 19 | Winter: On-Peak |  | 77 | Cooling | 0 | 0.98419 | 1.002 | 0 | #N/A | 0 | #N/A | 0 | 0.071953 | 1.6764 | 1.0706 | 0.12914 | 0.12914
2018-05-31 | 4 | 20 | Winter: On-Peak |  | 73 | Cooling | 0 | 0.97072 | 1.002 | 0 | #N/A | 0 | #N/A | 0 | 0.050301 | 1.5244 | 1.0706 | 0.082088 | 0.082088
2018-05-31 | 4 | 21 | Winter: On-Peak |  | 72 | Cooling | 0 | 0.95751 | 1.002 | 0 | #N/A | 0 | #N/A | 0 | 0.046446 | 1.4449 | 1.0706 | 0.071843 | 0.071843
2018-05-31 | 4 | 22 | Winter: On-Peak |  | 72 | Cooling | 0 | 0.94265 | 1.002 | 0 | #N/A | 0 | #N/A | 0 | 0.046446 | 1.2427 | 1.0706 | 0.061792 | 0.061792
2018-05-31 | 4 | 23 | Winter: Off-Peak |  | 70 | Cooling | 0 | 0.94451 | 1.002 | 0 | 4.3818 | 0 | 4.3586 | 0 | 0.040605 | 1.0298 | 1.0706 | 0.044763 | 0.044763
2018-06-01 | 5 | 0 | Summer: Off-Peak |  | 70 | Cooling | 0 | 0.97482 | 1.0078 | 0 | 4.3818 | 0 | 4.3586 | 0 | 0.040605 | 0.90669 | 1.1856 | 0.04365 | 0.04365
2018-06-01 | 5 | 1 | Summer: Off-Peak |  | 68 | Cooling | 0 | 1.0122 | 1.0078 | 0 | 4.3818 | 0 | 4.3586 | 0 | 0.037256 | 0.81803 | 1.1856 | 0.036134 | 0.036134
2018-06-01 | 5 | 2 | Summer: Off-Peak |  | 66 | Cooling | 0 | 1.051 | 1.0078 | 0 | 4.3818 | 0 | 4.3586 | 0 | 0.0364 | 0.74508 | 1.1856 | 0.032155 | 0.032155
2018-06-01 | 5 | 3 | Summer: Off-Peak |  | 64 | Cooling | 0 | 1.0924 | 1.0078 | 0 | 4.3818 | 0 | 4.3586 | 0 | 0.038036 | 0.69159 | 1.1856 | 0.031189 | 0.031189
2018-06-01 | 5 | 4 | Summer: Off-Peak |  | 63 | Cooling | 0 | 1.1348 | 1.0078 | 0 | 4.3818 | 0 | 4.3586 | 0 | 0.039789 | 0.64739 | 1.1856 | 0.030541 | 0.030541
2018-06-01 | 5 | 5 | Summer: Off-Peak |  | 63 | Cooling | 0 | 1.1636 | 1.0078 | 0 | 4.3818 | 0 | 4.3586 | 0 | 0.039789 | 0.7214 | 1.1856 | 0.034032 | 0.034032
2018-06-01 | 5 | 6 | Summer: Off-Peak |  | 64 | Cooling | 0 | 1.2084 | 1.0078 | 0 | 4.3818 | 0 | 4.3586 | 0 | 0.038036 | 0.87787 | 1.1856 | 0.039589 | 0.039589
2018-06-01 | 5 | 7 | Summer: On-Peak |  | 66 | Cooling | 0 | 1.1637 | 1.0078 | 0 | 4.3818 | 0 | 4.3586 | 0 | 0.0364 | 0.97331 | 1.1856 | 0.042005 | 0.042005
2018-06-01 | 5 | 8 | Summer: On-Peak |  | 66 | Cooling | 0 | 1.0942 | 1.0078 | 0 | 4.3818 | 0 | 4.3586 | 0 | 0.0364 | 0.9494 | 1.1856 | 0.040973 | 0.040973
2018-06-01 | 5 | 9 | Summer: On-Peak |  | 68 | Cooling | 0 | 1.0343 | 1.0078 | 0 | 4.3818 | 0 | 4.3586 | 0 | 0.037256 | 0.84085 | 1.1856 | 0.037142 | 0.037142
2018-06-01 | 5 | 10 | Summer: On-Peak |  | 68 | Cooling | 0 | 0.98112 | 1.0078 | 0 | 4.3818 | 0 | 4.3586 | 0 | 0.037256 | 0.74504 | 1.1856 | 0.03291 | 0.03291
2018-06-01 | 5 | 11 | Summer: On-Peak |  | 68 | Cooling | 0 | 0.94956 | 1.0078 | 0 | 4.3818 | 0 | 4.3586 | 0 | 0.037256 | 0.72851 | 1.1856 | 0.032179 | 0.032179
2018-06-01 | 5 | 12 | Summer: On-Peak |  | 70 | Cooling | 0 | 0.91648 | 1.0078 | 0 | 4.3818 | 0 | 4.3586 | 0 | 0.040605 | 0.75911 | 1.1856 | 0.036545 | 0.036545
2018-06-01 | 5 | 13 | Summer: On-Peak | Summer | 70 | Cooling | 0 | 0.9004 | 1.0078 | 0 | 4.3818 | 0 | 4.3586 | 0 | 0.040605 | 0.79116 | 1.1856 | 0.038088 | 0.038088
2018-06-01 | 5 | 14 | Summer: On-Peak | Summer | 73 | Cooling | 0 | 0.86033 | 1.0078 | 0 | #N/A | 0 | #N/A | 0 | 0.050301 | 0.84356 | 1.1856 | 0.050308 | 0.050308
2018-06-01 | 5 | 15 | Summer: On-Peak | Summer | 73 | Cooling | 0 | 0.85755 | 1.0078 | 0 | #N/A | 0 | #N/A | 0 | 0.050301 | 0.96593 | 1.1856 | 0.057606 | 0.057606
2018-06-01 | 5 | 16 | Summer: On-Peak | Summer | 66 | Cooling | 0 | 0.88345 | 1.0078 | 0 | 4.3818 | 0 | 4.3586 | 0 | 0.0364 | 1.1649 | 1.1856 | 0.050275 | 0.050275
2018-06-01 | 5 | 17 | Summer: On-Peak |  | 68 | Cooling | 0 | 0.94026 | 1.0078 | 0 | 4.3818 | 0 | 4.3586 | 0 | 0.037256 | 1.3522 | 1.1856 | 0.059727 | 0.059727
2018-06-01 | 5 | 18 | Summer: On-Peak |  | 66 | Cooling | 0 | 0.98182 | 1.0078 | 0 | 4.3818 | 0 | 4.3586 | 0 | 0.0364 | 1.5599 | 1.1856 | 0.06732 | 0.06732
2018-06-01 | 5 | 19 | Summer: On-Peak |  | 64 | Cooling | 0 | 0.98419 | 1.0078 | 0 | 4.3818 | 0 | 4.3586 | 0 | 0.038036 | 1.6764 | 1.1856 | 0.075602 | 0.075602
2018-06-01 | 5 | 20 | Summer: On-Peak |  | 61 | Cooling | 0 | 0.97072 | 1.0078 | 0 | 4.3818 | 0 | 4.3586 | 0 | 0.045165 | 1.5244 | 1.1856 | 0.081628 | 0.081628
2018-06-01 | 5 | 21 | Summer: On-Peak |  | 59 | Cooling | 0 | 0.95751 | 1.0078 | 0 | 4.3182 | 0 | 4.2356 | 0 | 0.025 | 1.4449 | 1.1856 | 0.042827 | 0.042827
2018-06-01 | 5 | 22 | Summer: On-Peak |  | 57 | Cooling | 0 | 0.94265 | 1.0078 | 0 | 4.2531 | 0 | 4.112 | 0 | 0.025 | 1.2427 | 1.1856 | 0.036835 | 0.036835
2018-06-01 | 5 | 23 | Summer: Off-Peak |  | 55 | Cooling | 0 | 0.94451 | 1.0078 | 0 | 4.1851 | 0 | 3.9877 | 0 | 0.025 | 1.0298 | 1.1856 | 0.030523 | 0.030523
2018-06-02 | 6 | 0 | Summer: Off-Peak |  | 55 | Cooling | 0 | 0.97482 | 0.98855 | 0 | 4.1851 | 0 | 3.9877 | 0 | 0.025 | 0.90669 | 1.0113 | 0.022923 | 0.022923
2018-06-02 | 6 | 1 | Summer: Off-Peak |  | 55 | Cooling | 0 | 1.0122 | 0.98855 | 0 | 4.1851 | 0 | 3.9877 | 0 | 0.025 | 0.81803 | 1.0113 | 0.020682 | 0.020682
2018-06-02 | 6 | 2 | Summer: Off-Peak |  | 55 | Cooling | 0 | 1.051 | 0.98855 | 0 | 4.1851 | 0 | 3.9877 | 0 | 0.025 | 0.74508 | 1.0113 | 0.018837 | 0.018837
2018-06-02 | 6 | 3 | Summer: Off-Peak |  | 55 | Cooling | 0 | 1.0924 | 0.98855 | 0 | 4.1851 | 0 | 3.9877 | 0 | 0.025 | 0.69159 | 1.0113 | 0.017485 | 0.017485
2018-06-02 | 6 | 4 | Summer: Off-Peak |  | 55 | Cooling | 0 | 1.1348 | 0.98855 | 0 | 4.1851 | 0 | 3.9877 | 0 | 0.025 | 0.64739 | 1.0113 | 0.016367 | 0.016367
2018-06-02 | 6 | 5 | Summer: Off-Peak |  | 54 | Cooling | 0 | 1.1636 | 0.98855 | 0 | 4.156 | 0 | 3.9259 | 0 | 0.025 | 0.7214 | 1.0113 | 0.018238 | 0.018238
2018-06-02 | 6 | 6 | Summer: Off-Peak |  | 55 | Cooling | 0 | 1.2084 | 0.98855 | 0 | 4.1851 | 0 | 3.9877 | 0 | 0.025 | 0.87787 | 1.0113 | 0.022195 | 0.022195
2018-06-02 | 6 | 7 | Summer: Off-Peak |  | 61 | Cooling | 0 | 1.1637 | 0.98855 | 0 | 4.3818 | 0 | 4.3586 | 0 | 0.045165 | 0.97331 | 1.0113 | 0.044456 | 0.044456
2018-06-02 | 6 | 8 | Summer: Off-Peak |  | 66 | Cooling | 0 | 1.0942 | 0.98855 | 0 | 4.3818 | 0 | 4.3586 | 0 | 0.0364 | 0.9494 | 1.0113 | 0.034948 | 0.034948
2018-06-02 | 6 | 9 | Summer: Off-Peak |  | 72 | Cooling | 0 | 1.0343 | 0.98855 | 0 | #N/A | 0 | #N/A | 0 | 0.046446 | 0.84085 | 1.0113 | 0.039495 | 0.039495
2018-06-02 | 6 | 10 | Summer: Off-Peak |  | 73 | Cooling | 0 | 0.98112 | 0.98855 | 0 | #N/A | 0 | #N/A | 0 | 0.050301 | 0.74504 | 1.0113 | 0.037899 | 0.037899
2018-06-02 | 6 | 11 | Summer: Off-Peak |  | 75 | Cooling | 0 | 0.94956 | 0.98855 | 0 | #N/A | 0 | #N/A | 0 | 0.059881 | 0.72851 | 1.0113 | 0.044116 | 0.044116
2018-06-02 | 6 | 12 | Summer: Off-Peak |  | 77 | Cooling | 0 | 0.91648 | 0.98855 | 0 | #N/A | 0 | #N/A | 0 | 0.071953 | 0.75911 | 1.0113 | 0.055237 | 0.055237
2018-06-02 | 6 | 13 | Summer: Off-Peak |  | 79 | Cooling | 0 | 0.9004 | 0.98855 | 0 | #N/A | 0 | #N/A | 0 | 0.086518 | 0.79116 | 1.0113 | 0.069222 | 0.069222
2018-06-02 | 6 | 14 | Summer: Off-Peak |  | 81 | Cooling | 0 | 0.86033 | 0.98855 | 0 | #N/A | 0 | #N/A | 0 | 0.10358 | 0.84356 | 1.0113 | 0.088358 | 0.088358
2018-06-02 | 6 | 15 | Summer: Off-Peak |  | 81 | Cooling | 0 | 0.85755 | 0.98855 | 0 | #N/A | 0 | #N/A | 0 | 0.10358 | 0.96593 | 1.0113 | 0.10118 | 0.10118
2018-06-02 | 6 | 16 | Summer: Off-Peak |  | 79 | Cooling | 0 | 0.88345 | 0.98855 | 0 | #N/A | 0 | #N/A | 0 | 0.086518 | 1.1649 | 1.0113 | 0.10193 | 0.10193
2018-06-02 | 6 | 17 | Summer: Off-Peak |  | 79 | Cooling | 0 | 0.94026 | 0.98855 | 0 | #N/A | 0 | #N/A | 0 | 0.086518 | 1.3522 | 1.0113 | 0.11831 | 0.11831
2018-06-02 | 6 | 18 | Summer: Off-Peak |  | 75 | Cooling | 0 | 0.98182 | 0.98855 | 0 | #N/A | 0 | #N/A | 0 | 0.059881 | 1.5599 | 1.0113 | 0.094462 | 0.094462
2018-06-02 | 6 | 19 | Summer: Off-Peak |  | 72 | Cooling | 0 | 0.98419 | 0.98855 | 0 | #N/A | 0 | #N/A | 0 | 0.046446 | 1.6764 | 1.0113 | 0.078741 | 0.078741
2018-06-02 | 6 | 20 | Summer: Off-Peak |  | 68 | Cooling | 0 | 0.97072 | 0.98855 | 0 | 4.3818 | 0 | 4.3586 | 0 | 0.037256 | 1.5244 | 1.0113 | 0.057433 | 0.057433
2018-06-02 | 6 | 21 | Summer: Off-Peak |  | 68 | Cooling | 0 | 0.95751 | 0.98855 | 0 | 4.3818 | 0 | 4.3586 | 0 | 0.037256 | 1.4449 | 1.0113 | 0.054437 | 0.054437
2018-06-02 | 6 | 22 | Summer: Off-Peak |  | 66 | Cooling | 0 | 0.94265 | 0.98855 | 0 | 4.3818 | 0 | 4.3586 | 0 | 0.0364 | 1.2427 | 1.0113 | 0.045745 | 0.045745
2018-06-02 | 6 | 23 | Summer: Off-Peak |  | 64 | Cooling | 0 | 0.94451 | 0.98855 | 0 | 4.3818 | 0 | 4.3586 | 0 | 0.038036 | 1.0298 | 1.0113 | 0.03961 | 0.03961
2018-06-03 | 7 | 0 | Summer: Off-Peak |  | 66 | Cooling | 0 | 0.97482 | 0.93761 | 0 | 4.3818 | 0 | 4.3586 | 0 | 0.0364 | 0.90669 | 1.0096 | 0.033321 | 0.033321
2018-06-03 | 7 | 1 | Summer: Off-Peak |  | 70 | Cooling | 0 | 1.0122 | 0.93761 | 0 | 4.3818 | 0 | 4.3586 | 0 | 0.040605 | 0.81803 | 1.0096 | 0.033536 | 0.033536
2018-06-03 | 7 | 2 | Summer: Off-Peak |  | 68 | Cooling | 0 | 1.051 | 0.93761 | 0 | 4.3818 | 0 | 4.3586 | 0 | 0.037256 | 0.74508 | 1.0096 | 0.028026 | 0.028026
2018-06-03 | 7 | 3 | Summer: Off-Peak |  | 66 | Cooling | 0 | 1.0924 | 0.93761 | 0 | 4.3818 | 0 | 4.3586 | 0 | 0.0364 | 0.69159 | 1.0096 | 0.025416 | 0.025416
2018-06-03 | 7 | 4 | Summer: Off-Peak |  | 64 | Cooling | 0 | 1.1348 | 0.93761 | 0 | 4.3818 | 0 | 4.3586 | 0 | 0.038036 | 0.64739 | 1.0096 | 0.024861 | 0.024861
2018-06-03 | 7 | 5 | Summer: Off-Peak |  | 64 | Cooling | 0 | 1.1636 | 0.93761 | 0 | 4.3818 | 0 | 4.3586 | 0 | 0.038036 | 0.7214 | 1.0096 | 0.027703 | 0.027703
2018-06-03 | 7 | 6 | Summer: Off-Peak |  | 66 | Cooling | 0 | 1.2084 | 0.93761 | 0 | 4.3818 | 0 | 4.3586 | 0 | 0.0364 | 0.87787 | 1.0096 | 0.032262 | 0.032262
2018-06-03 | 7 | 7 | Summer: Off-Peak |  | 68 | Cooling | 0 | 1.1637 | 0.93761 | 0 | 4.3818 | 0 | 4.3586 | 0 | 0.037256 | 0.97331 | 1.0096 | 0.036611 | 0.036611
2018-06-03 | 7 | 8 | Summer: Off-Peak |  | 70 | Cooling | 0 | 1.0942 | 0.93761 | 0 | 4.3818 | 0 | 4.3586 | 0 | 0.040605 | 0.9494 | 1.0096 | 0.038921 | 0.038921
2018-06-03 | 7 | 9 | Summer: Off-Peak |  | 72 | Cooling | 0 | 1.0343 | 0.93761 | 0 | #N/A | 0 | #N/A | 0 | 0.046446 | 0.84085 | 1.0096 | 0.039429 | 0.039429
2018-06-03 | 7 | 10 | Summer: Off-Peak |  | 72 | Cooling | 0 | 0.98112 | 0.93761 | 0 | #N/A | 0 | #N/A | 0 | 0.046446 | 0.74504 | 1.0096 | 0.034937 | 0.034937
2018-06-03 | 7 | 11 | Summer: Off-Peak |  | 73 | Cooling | 0 | 0.94956 | 0.93761 | 0 | #N/A | 0 | #N/A | 0 | 0.050301 | 0.72851 | 1.0096 | 0.036997 | 0.036997
2018-06-03 | 7 | 12 | Summer: Off-Peak |  | 73 | Cooling | 0 | 0.91648 | 0.93761 | 0 | #N/A | 0 | #N/A | 0 | 0.050301 | 0.75911 | 1.0096 | 0.038551 | 0.038551
2018-06-03 | 7 | 13 | Summer: Off-Peak |  | 63 | Cooling | 0 | 0.9004 | 0.93761 | 0 | 4.3818 | 0 | 4.3586 | 0 | 0.039789 | 0.79116 | 1.0096 | 0.031783 | 0.031783
2018-06-03 | 7 | 14 | Summer: Off-Peak |  | 64 | Cooling | 0 | 0.86033 | 0.93761 | 0 | 4.3818 | 0 | 4.3586 | 0 | 0.038036 | 0.84356 | 1.0096 | 0.032395 | 0.032395
2018-06-03 | 7 | 15 | Summer: Off-Peak |  | 68 | Cooling | 0 | 0.85755 | 0.93761 | 0 | 4.3818 | 0 | 4.3586 | 0 | 0.037256 | 0.96593 | 1.0096 | 0.036333 | 0.036333
2018-06-03 | 7 | 16 | Summer: Off-Peak |  | 70 | Cooling | 0 | 0.88345 | 0.93761 | 0 | 4.3818 | 0 | 4.3586 | 0 | 0.040605 | 1.1649 | 1.0096 | 0.047757 | 0.047757
2018-06-03 | 7 | 17 | Summer: Off-Peak |  | 70 | Cooling | 0 | 0.94026 | 0.93761 | 0 | 4.3818 | 0 | 4.3586 | 0 | 0.040605 | 1.3522 | 1.0096 | 0.055432 | 0.055432
2018-06-03 | 7 | 18 | Summer: Off-Peak |  | 66 | Cooling | 0 | 0.98182 | 0.93761 | 0 | 4.3818 | 0 | 4.3586 | 0 | 0.0364 | 1.5599 | 1.0096 | 0.057326 | 0.057326
2018-06-03 | 7 | 19 | Summer: Off-Peak |  | 66 | Cooling | 0 | 0.98419 | 0.93761 | 0 | 4.3818 | 0 | 4.3586 | 0 | 0.0364 | 1.6764 | 1.0096 | 0.061609 | 0.061609
2018-06-03 | 7 | 20 | Summer: Off-Peak |  | 63 | Cooling | 0 | 0.97072 | 0.93761 | 0 | 4.3818 | 0 | 4.3586 | 0 | 0.039789 | 1.5244 | 1.0096 | 0.061237 | 0.061237
2018-06-03 | 7 | 21 | Summer: Off-Peak |  | 61 | Cooling | 0 | 0.95751 | 0.93761 | 0 | 4.3818 | 0 | 4.3586 | 0 | 0.045165 | 1.4449 | 1.0096 | 0.065884 | 0.065884
2018-06-03 | 7 | 22 | Summer: Off-Peak |  | 61 | Cooling | 0 | 0.94265 | 0.93761 | 0 | 4.3818 | 0 | 4.3586 | 0 | 0.045165 | 1.2427 | 1.0096 | 0.056667 | 0.056667
2018-06-03 | 7 | 23 | Summer: Off-Peak |  | 59 | Cooling | 0 | 0.94451 | 0.93761 | 0 | 4.3182 | 0 | 4.2356 | 0 | 0.025 | 1.0298 | 1.0096 | 0.025991 | 0.025991
2018-06-04 | 1 | 0 | Summer: Off-Peak |  | 57 | Cooling | 0 | 0.97482 | 1.0177 | 0 | 4.2531 | 0 | 4.112 | 0 | 0.025 | 0.90669 | 0.9441 | 0.0214 | 0.0214
2018-06-04 | 1 | 1 | Summer: Off-Peak |  | 57 | Cooling | 0 | 1.0122 | 1.0177 | 0 | 4.2531 | 0 | 4.112 | 0 | 0.025 | 0.81803 | 0.9441 | 0.019308 | 0.019308
2018-06-04 | 1 | 2 | Summer: Off-Peak |  | 57 | Cooling | 0 | 1.051 | 1.0177 | 0 | 4.2531 | 0 | 4.112 | 0 | 0.025 | 0.74508 | 0.9441 | 0.017586 | 0.017586
2018-06-04 | 1 | 3 | Summer: Off-Peak |  | 57 | Cooling | 0 | 1.0924 | 1.0177 | 0 | 4.2531 | 0 | 4.112 | 0 | 0.025 | 0.69159 | 0.9441 | 0.016323 | 0.016323
2018-06-04 | 1 | 4 | Summer: Off-Peak |  | 57 | Cooling | 0 | 1.1348 | 1.0177 | 0 | 4.2531 | 0 | 4.112 | 0 | 0.025 | 0.64739 | 0.9441 | 0.01528 | 0.01528
2018-06-04 | 1 | 5 | Summer: Off-Peak |  | 57 | Cooling | 0 | 1.1636 | 1.0177 | 0 | 4.2531 | 0 | 4.112 | 0 | 0.025 | 0.7214 | 0.9441 | 0.017027 | 0.017027
2018-06-04 | 1 | 6 | Summer: Off-Peak |  | 59 | Cooling | 0 | 1.2084 | 1.0177 | 0 | 4.3182 | 0 | 4.2356 | 0 | 0.025 | 0.87787 | 0.9441 | 0.02072 | 0.02072
2018-06-04 | 1 | 7 | Summer: On-Peak |  | 61 | Cooling | 0 | 1.1637 | 1.0177 | 0 | 4.3818 | 0 | 4.3586 | 0 | 0.045165 | 0.97331 | 0.9441 | 0.041502 | 0.041502
2018-06-04 | 1 | 8 | Summer: On-Peak |  | 64 | Cooling | 0 | 1.0942 | 1.0177 | 0 | 4.3818 | 0 | 4.3586 | 0 | 0.038036 | 0.9494 | 0.9441 | 0.034093 | 0.034093
2018-06-04 | 1 | 9 | Summer: On-Peak |  | 66 | Cooling | 0 | 1.0343 | 1.0177 | 0 | 4.3818 | 0 | 4.3586 | 0 | 0.0364 | 0.84085 | 0.9441 | 0.028896 | 0.028896
2018-06-04 | 1 | 10 | Summer: On-Peak |  | 70 | Cooling | 0 | 0.98112 | 1.0177 | 0 | 4.3818 | 0 | 4.3586 | 0 | 0.040605 | 0.74504 | 0.9441 | 0.028561 | 0.028561
2018-06-04 | 1 | 11 | Summer: On-Peak |  | 72 | Cooling | 0 | 0.94956 | 1.0177 | 0 | #N/A | 0 | #N/A | 0 | 0.046446 | 0.72851 | 0.9441 | 0.031944 | 0.031944
2018-06-04 | 1 | 12 | Summer: On-Peak |  | 72 | Cooling | 0 | 0.91648 | 1.0177 | 0 | #N/A | 0 | #N/A | 0 | 0.046446 | 0.75911 | 0.9441 | 0.033286 | 0.033286
2018-06-04 | 1 | 13 | Summer: On-Peak | Summer | 75 | Cooling | 0 | 0.9004 | 1.0177 | 0 | #N/A | 0 | #N/A | 0 | 0.059881 | 0.79116 | 0.9441 | 0.044727 | 0.044727
2018-06-04 | 1 | 14 | Summer: On-Peak | Summer | 75 | Cooling | 0 | 0.86033 | 1.0177 | 0 | #N/A | 0 | #N/A | 0 | 0.059881 | 0.84356 | 0.9441 | 0.047689 | 0.047689
2018-06-04 | 1 | 15 | Summer: On-Peak | Summer | 75 | Cooling | 0 | 0.85755 | 1.0177 | 0 | #N/A | 0 | #N/A | 0 | 0.059881 | 0.96593 | 0.9441 | 0.054607 | 0.054607
2018-06-04 | 1 | 16 | Summer: On-Peak | Summer | 77 | Cooling | 0 | 0.88345 | 1.0177 | 0 | #N/A | 0 | #N/A | 0 | 0.071953 | 1.1649 | 0.9441 | 0.079135 | 0.079135
2018-06-04 | 1 | 17 | Summer: On-Peak |  | 75 | Cooling | 0 | 0.94026 | 1.0177 | 0 | #N/A | 0 | #N/A | 0 | 0.059881 | 1.3522 | 0.9441 | 0.076442 | 0.076442
2018-06-04 | 1 | 18 | Summer: On-Peak |  | 75 | Cooling | 0 | 0.98182 | 1.0177 | 0 | #N/A | 0 | #N/A | 0 | 0.059881 | 1.5599 | 0.9441 | 0.088186 | 0.088186
2018-06-04 | 1 | 19 | Summer: On-Peak |  | 70 | Cooling | 0 | 0.98419 | 1.0177 | 0 | 4.3818 | 0 | 4.3586 | 0 | 0.040605 | 1.6764 | 0.9441 | 0.064265 | 0.064265
2018-06-04 | 1 | 20 | Summer: On-Peak |  | 68 | Cooling | 0 | 0.97072 | 1.0177 | 0 | 4.3818 | 0 | 4.3586 | 0 | 0.037256 | 1.5244 | 0.9441 | 0.053617 | 0.053617
2018-06-04 | 1 | 21 | Summer: On-Peak |  | 66 | Cooling | 0 | 0.95751 | 1.0177 | 0 | 4.3818 | 0 | 4.3586 | 0 | 0.0364 | 1.4449 | 0.9441 | 0.049653 | 0.049653
2018-06-04 | 1 | 22 | Summer: On-Peak |  | 64 | Cooling | 0 | 0.94265 | 1.0177 | 0 | 4.3818 | 0 | 4.3586 | 0 | 0.038036 | 1.2427 | 0.9441 | 0.044626 | 0.044626
2018-06-04 | 1 | 23 | Summer: Off-Peak |  | 64 | Cooling | 0 | 0.94451 | 1.0177 | 0 | 4.3818 | 0 | 4.3586 | 0 | 0.038036 | 1.0298 | 0.9441 | 0.036979 | 0.036979
2018-06-05 | 2 | 0 | Summer: Off-Peak |  | 63 | Cooling | 0 | 0.97482 | 1.02 | 0 | 4.3818 | 0 | 4.3586 | 0 | 0.039789 | 0.90669 | 0.83669 | 0.030185 | 0.030185
2018-06-05 | 2 | 1 | Summer: Off-Peak |  | 63 | Cooling | 0 | 1.0122 | 1.02 | 0 | 4.3818 | 0 | 4.3586 | 0 | 0.039789 | 0.81803 | 0.83669 | 0.027233 | 0.027233
2018-06-05 | 2 | 2 | Summer: Off-Peak |  | 64 | Cooling | 0 | 1.051 | 1.02 | 0 | 4.3818 | 0 | 4.3586 | 0 | 0.038036 | 0.74508 | 0.83669 | 0.023712 | 0.023712
2018-06-05 | 2 | 3 | Summer: Off-Peak |  | 64 | Cooling | 0 | 1.0924 | 1.02 | 0 | 4.3818 | 0 | 4.3586 | 0 | 0.038036 | 0.69159 | 0.83669 | 0.02201 | 0.02201
2018-06-05 | 2 | 4 | Summer: Off-Peak |  | 61 | Cooling | 0 | 1.1348 | 1.02 | 0 | 4.3818 | 0 | 4.3586 | 0 | 0.045165 | 0.64739 | 0.83669 | 0.024464 | 0.024464
2018-06-05 | 2 | 5 | Summer: Off-Peak |  | 61 | Cooling | 0 | 1.1636 | 1.02 | 0 | 4.3818 | 0 | 4.3586 | 0 | 0.045165 | 0.7214 | 0.83669 | 0.02726 | 0.02726
2018-06-05 | 2 | 6 | Summer: Off-Peak |  | 63 | Cooling | 0 | 1.2084 | 1.02 | 0 | 4.3818 | 0 | 4.3586 | 0 | 0.039789 | 0.87787 | 0.83669 | 0.029225 | 0.029225
2018-06-05 | 2 | 7 | Summer: On-Peak |  | 64 | Cooling | 0 | 1.1637 | 1.02 | 0 | 4.3818 | 0 | 4.3586 | 0 | 0.038036 | 0.97331 | 0.83669 | 0.030975 | 0.030975
2018-06-05 | 2 | 8 | Summer: On-Peak |  | 68 | Cooling | 0 | 1.0942 | 1.02 | 0 | 4.3818 | 0 | 4.3586 | 0 | 0.037256 | 0.9494 | 0.83669 | 0.029594 | 0.029594
2018-06-05 | 2 | 9 | Summer: On-Peak |  | 72 | Cooling | 0 | 1.0343 | 1.02 | 0 | #N/A | 0 | #N/A | 0 | 0.046446 | 0.84085 | 0.83669 | 0.032676 | 0.032676
2018-06-05 | 2 | 10 | Summer: On-Peak |  | 70 | Cooling | 0 | 0.98112 | 1.02 | 0 | 4.3818 | 0 | 4.3586 | 0 | 0.040605 | 0.74504 | 0.83669 | 0.025311 | 0.025311
2018-06-05 | 2 | 11 | Summer: On-Peak |  | 72 | Cooling | 0 | 0.94956 | 1.02 | 0 | #N/A | 0 | #N/A | 0 | 0.046446 | 0.72851 | 0.83669 | 0.02831 | 0.02831
2018-06-05 | 2 | 12 | Summer: On-Peak |  | 75 | Cooling | 0 | 0.91648 | 1.02 | 0 | #N/A | 0 | #N/A | 0 | 0.059881 | 0.75911 | 0.83669 | 0.038032 | 0.038032
2018-06-05 | 2 | 13 | Summer: On-Peak | Summer | 79 | Cooling | 0 | 0.9004 | 1.02 | 0 | #N/A | 0 | #N/A | 0 | 0.086518 | 0.79116 | 0.83669 | 0.057271 | 0.057271
2018-06-05 | 2 | 14 | Summer: On-Peak | Summer | 81 | Cooling | 0 | 0.86033 | 1.02 | 0 | #N/A | 0 | #N/A | 0 | 0.10358 | 0.84356 | 0.83669 | 0.073102 | 0.073102
2018-06-05 | 2 | 15 | Summer: On-Peak | Summer | 79 | Cooling | 0 | 0.85755 | 1.02 | 0 | #N/A | 0 | #N/A | 0 | 0.086518 | 0.96593 | 0.83669 | 0.069922 | 0.069922
2018-06-05 | 2 | 16 | Summer: On-Peak | Summer | 81 | Cooling | 0 | 0.88345 | 1.02 | 0 | #N/A | 0 | #N/A | 0 | 0.10358 | 1.1649 | 0.83669 | 0.10095 | 0.10095
2018-06-05 | 2 | 17 | Summer: On-Peak |  | 79 | Cooling | 0 | 0.94026 | 1.02 | 0 | #N/A | 0 | #N/A | 0 | 0.086518 | 1.3522 | 0.83669 | 0.09788 | 0.09788
2018-06-05 | 2 | 18 | Summer: On-Peak |  | 79 | Cooling | 0 | 0.98182 | 1.02 | 0 | #N/A | 0 | #N/A | 0 | 0.086518 | 1.5599 | 0.83669 | 0.11292 | 0.11292
2018-06-05 | 2 | 19 | Summer: On-Peak |  | 75 | Cooling | 0 | 0.98419 | 1.02 | 0 | #N/A | 0 | #N/A | 0 | 0.059881 | 1.6764 | 0.83669 | 0.083991 | 0.083991
2018-06-05 | 2 | 20 | Summer: On-Peak |  | 73 | Cooling | 0 | 0.97072 | 1.02 | 0 | #N/A | 0 | #N/A | 0 | 0.050301 | 1.5244 | 0.83669 | 0.064155 | 0.064155
2018-06-05 | 2 | 21 | Summer: On-Peak |  | 70 | Cooling | 0 | 0.95751 | 1.02 | 0 | 4.3818 | 0 | 4.3586 | 0 | 0.040605 | 1.4449 | 0.83669 | 0.049087 | 0.049087
2018-06-05 | 2 | 22 | Summer: On-Peak |  | 70 | Cooling | 0 | 0.94265 | 1.02 | 0 | 4.3818 | 0 | 4.3586 | 0 | 0.040605 | 1.2427 | 0.83669 | 0.042219 | 0.042219
2018-06-05 | 2 | 23 | Summer: Off-Peak |  | 68 | Cooling | 0 | 0.94451 | 1.02 | 0 | 4.3818 | 0 | 4.3586 | 0 | 0.037256 | 1.0298 | 0.83669 | 0.032099 | 0.032099
2018-06-06 | 3 | 0 | Summer: Off-Peak |  | 66 | Neither | 0 | 0.97482 | 1.0263 | 0 | 4.3818 | 0 | 4.3586 | 0 | 0 | 0.90669 | 0.94211 | 0 | 0
2018-06-06 | 3 | 1 | Summer: Off-Peak |  | 64 | Neither | 0 | 1.0122 | 1.0263 | 0 | 4.3818 | 0 | 4.3586 | 0 | 0 | 0.81803 | 0.94211 | 0 | 0
2018-06-06 | 3 | 2 | Summer: Off-Peak |  | 63 | Neither | 0 | 1.051 | 1.0263 | 0 | 4.3818 | 0 | 4.3586 | 0 | 0 | 0.74508 | 0.94211 | 0 | 0
2018-06-06 | 3 | 3 | Summer: Off-Peak |  | 61 | Neither | 0 | 1.0924 | 1.0263 | 0 | 4.3818 | 0 | 4.3586 | 0 | 0 | 0.69159 | 0.94211 | 0 | 0
2018-06-06 | 3 | 4 | Summer: Off-Peak |  | 61 | Neither | 0 | 1.1348 | 1.0263 | 0 | 4.3818 | 0 | 4.3586 | 0 | 0 | 0.64739 | 0.94211 | 0 | 0
2018-06-06 | 3 | 5 | Summer: Off-Peak |  | 59 | Neither | 0 | 1.1636 | 1.0263 | 0 | 4.3182 | 0 | 4.2356 | 0 | 0 | 0.7214 | 0.94211 | 0 | 0
2018-06-06 | 3 | 6 | Summer: Off-Peak |  | 57 | Neither | 0 | 1.2084 | 1.0263 | 0 | 4.2531 | 0 | 4.112 | 0 | 0 | 0.87787 | 0.94211 | 0 | 0
2018-06-06 | 3 | 7 | Summer: On-Peak |  | 55 | Neither | 0 | 1.1637 | 1.0263 | 0 | 4.1851 | 0 | 3.9877 | 0 | 0 | 0.97331 | 0.94211 | 0 | 0
2018-06-06 | 3 | 8 | Summer: On-Peak |  | 57 | Neither | 0 | 1.0942 | 1.0263 | 0 | 4.2531 | 0 | 4.112 | 0 | 0 | 0.9494 | 0.94211 | 0 | 0
2018-06-06 | 3 | 9 | Summer: On-Peak |  | 59 | Neither | 0 | 1.0343 | 1.0263 | 0 | 4.3182 | 0 | 4.2356 | 0 | 0 | 0.84085 | 0.94211 | 0 | 0
2018-06-06 | 3 | 10 | Summer: On-Peak |  | 59 | Neither | 0 | 0.98112 | 1.0263 | 0 | 4.3182 | 0 | 4.2356 | 0 | 0 | 0.74504 | 0.94211 | 0 | 0
2018-06-06 | 3 | 11 | Summer: On-Peak |  | 59 | Neither | 0 | 0.94956 | 1.0263 | 0 | 4.3182 | 0 | 4.2356 | 0 | 0 | 0.72851 | 0.94211 | 0 | 0
2018-06-06 | 3 | 12 | Summer: On-Peak |  | 61 | Neither | 0 | 0.91648 | 1.0263 | 0 | 4.3818 | 0 | 4.3586 | 0 | 0 | 0.75911 | 0.94211 | 0 | 0
2018-06-06 | 3 | 13 | Summer: On-Peak | Summer | 57 | Neither | 0 | 0.9004 | 1.0263 | 0 | 4.2531 | 0 | 4.112 | 0 | 0 | 0.79116 | 0.94211 | 0 | 0
2018-06-06 | 3 | 14 | Summer: On-Peak | Summer | 57 | Neither | 0 | 0.86033 | 1.0263 | 0 | 4.2531 | 0 | 4.112 | 0 | 0 | 0.84356 | 0.94211 | 0 | 0
2018-06-06 | 3 | 15 | Summer: On-Peak | Summer | 55 | Neither | 0 | 0.85755 | 1.0263 | 0 | 4.1851 | 0 | 3.9877 | 0 | 0 | 0.96593 | 0.94211 | 0 | 0
2018-06-06 | 3 | 16 | Summer: On-Peak | Summer | 55 | Neither | 0 | 0.88345 | 1.0263 | 0 | 4.1851 | 0 | 3.9877 | 0 | 0 | 1.1649 | 0.94211 | 0 | 0
2018-06-06 | 3 | 17 | Summer: On-Peak |  | 54 | Neither | 0 | 0.94026 | 1.0263 | 0 | 4.156 | 0 | 3.9259 | 0 | 0 | 1.3522 | 0.94211 | 0 | 0
2018-06-06 | 3 | 18 | Summer: On-Peak |  | 54 | Neither | 0 | 0.98182 | 1.0263 | 0 | 4.156 | 0 | 3.9259 | 0 | 0 | 1.5599 | 0.94211 | 0 | 0
2018-06-06 | 3 | 19 | Summer: On-Peak |  | 52 | Neither | 0 | 0.98419 | 1.0263 | 0 | 4.0951 | 0 | 3.8021 | 0 | 0 | 1.6764 | 0.94211 | 0 | 0
2018-06-06 | 3 | 20 | Summer: On-Peak |  | 52 | Neither | 0 | 0.97072 | 1.0263 | 0 | 4.0951 | 0 | 3.8021 | 0 | 0 | 1.5244 | 0.94211 | 0 | 0
2018-06-06 | 3 | 21 | Summer: On-Peak |  | 54 | Neither | 0 | 0.95751 | 1.0263 | 0 | 4.156 | 0 | 3.9259 | 0 | 0 | 1.4449 | 0.94211 | 0 | 0
2018-06-06 | 3 | 22 | Summer: On-Peak |  | 52 | Neither | 0 | 0.94265 | 1.0263 | 0 | 4.0951 | 0 | 3.8021 | 0 | 0 | 1.2427 | 0.94211 | 0 | 0
2018-06-06 | 3 | 23 | Summer: Off-Peak |  | 52 | Neither | 0 | 0.94451 | 1.0263 | 0 | 4.0951 | 0 | 3.8021 | 0 | 0 | 1.0298 | 0.94211 | 0 | 0
2018-06-07 | 4 | 0 | Summer: Off-Peak |  | 52 | Neither | 0 | 0.97482 | 1.002 | 0 | 4.0951 | 0 | 3.8021 | 0 | 0 | 0.90669 | 1.0706 | 0 | 0
2018-06-07 | 4 | 1 | Summer: Off-Peak |  | 52 | Neither | 0 | 1.0122 | 1.002 | 0 | 4.0951 | 0 | 3.8021 | 0 | 0 | 0.81803 | 1.0706 | 0 | 0
2018-06-07 | 4 | 2 | Summer: Off-Peak |  | 52 | Neither | 0 | 1.051 | 1.002 | 0 | 4.0951 | 0 | 3.8021 | 0 | 0 | 0.74508 | 1.0706 | 0 | 0
2018-06-07 | 4 | 3 | Summer: Off-Peak |  | 48 | Neither | 0 | 1.0924 | 1.002 | 0 | 3.9631 | 0 | 3.5525 | 0 | 0 | 0.69159 | 1.0706 | 0 | 0
2018-06-07 | 4 | 4 | Summer: Off-Peak |  | 46 | Neither | 0 | 1.1348 | 1.002 | 0 | 3.8708 | 0 | 3.4229 | 0 | 0 | 0.64739 | 1.0706 | 0 | 0
2018-06-07 | 4 | 5 | Summer: Off-Peak |  | 46 | Neither | 0 | 1.1636 | 1.002 | 0 | 3.8708 | 0 | 3.4229 | 0 | 0 | 0.7214 | 1.0706 | 0 | 0
2018-06-07 | 4 | 6 | Summer: Off-Peak |  | 52 | Neither | 0 | 1.2084 | 1.002 | 0 | 4.0951 | 0 | 3.8021 | 0 | 0 | 0.87787 | 1.0706 | 0 | 0
2018-06-07 | 4 | 7 | Summer: On-Peak |  | 54 | Neither | 0 | 1.1637 | 1.002 | 0 | 4.156 | 0 | 3.9259 | 0 | 0 | 0.97331 | 1.0706 | 0 | 0
2018-06-07 | 4 | 8 | Summer: On-Peak |  | 57 | Neither | 0 | 1.0942 | 1.002 | 0 | 4.2531 | 0 | 4.112 | 0 | 0 | 0.9494 | 1.0706 | 0 | 0
2018-06-07 | 4 | 9 | Summer: On-Peak |  | 59 | Neither | 0 | 1.0343 | 1.002 | 0 | 4.3182 | 0 | 4.2356 | 0 | 0 | 0.84085 | 1.0706 | 0 | 0
2018-06-07 | 4 | 10 | Summer: On-Peak |  | 63 | Neither | 0 | 0.98112 | 1.002 | 0 | 4.3818 | 0 | 4.3586 | 0 | 0 | 0.74504 | 1.0706 | 0 | 0
2018-06-07 | 4 | 11 | Summer: On-Peak |  | 61 | Neither | 0 | 0.94956 | 1.002 | 0 | 4.3818 | 0 | 4.3586 | 0 | 0 | 0.72851 | 1.0706 | 0 | 0
2018-06-07 | 4 | 12 | Summer: On-Peak |  | 55 | Neither | 0 | 0.91648 | 1.002 | 0 | 4.1851 | 0 | 3.9877 | 0 | 0 | 0.75911 | 1.0706 | 0 | 0
2018-06-07 | 4 | 13 | Summer: On-Peak | Summer | 63 | Neither | 0 | 0.9004 | 1.002 | 0 | 4.3818 | 0 | 4.3586 | 0 | 0 | 0.79116 | 1.0706 | 0 | 0
2018-06-07 | 4 | 14 | Summer: On-Peak | Summer | 63 | Neither | 0 | 0.86033 | 1.002 | 0 | 4.3818 | 0 | 4.3586 | 0 | 0 | 0.84356 | 1.0706 | 0 | 0
2018-06-07 | 4 | 15 | Summer: On-Peak | Summer | 64 | Neither | 0 | 0.85755 | 1.002 | 0 | 4.3818 | 0 | 4.3586 | 0 | 0 | 0.96593 | 1.0706 | 0 | 0
2018-06-07 | 4 | 16 | Summer: On-Peak | Summer | 64 | Neither | 0 | 0.88345 | 1.002 | 0 | 4.3818 | 0 | 4.3586 | 0 | 0 | 1.1649 | 1.0706 | 0 | 0
2018-06-07 | 4 | 17 | Summer: On-Peak |  | 63 | Neither | 0 | 0.94026 | 1.002 | 0 | 4.3818 | 0 | 4.3586 | 0 | 0 | 1.3522 | 1.0706 | 0 | 0
2018-06-07 | 4 | 18 | Summer: On-Peak |  | 63 | Neither | 0 | 0.98182 | 1.002 | 0 | 4.3818 | 0 | 4.3586 | 0 | 0 | 1.5599 | 1.0706 | 0 | 0
2018-06-07 | 4 | 19 | Summer: On-Peak |  | 61 | Neither | 0 | 0.98419 | 1.002 | 0 | 4.3818 | 0 | 4.3586 | 0 | 0 | 1.6764 | 1.0706 | 0 | 0
2018-06-07 | 4 | 20 | Summer: On-Peak |  | 57 | Neither | 0 | 0.97072 | 1.002 | 0 | 4.2531 | 0 | 4.112 | 0 | 0 | 1.5244 | 1.0706 | 0 | 0
2018-06-07 | 4 | 21 | Summer: On-Peak |  | 54 | Neither | 0 | 0.95751 | 1.002 | 0 | 4.156 | 0 | 3.9259 | 0 | 0 | 1.4449 | 1.0706 | 0 | 0
2018-06-07 | 4 | 22 | Summer: On-Peak |  | 52 | Neither | 0 | 0.94265 | 1.002 | 0 | 4.0951 | 0 | 3.8021 | 0 | 0 | 1.2427 | 1.0706 | 0 | 0
2018-06-07 | 4 | 23 | Summer: Off-Peak |  | 48 | Neither | 0 | 0.94451 | 1.002 | 0 | 3.9631 | 0 | 3.5525 | 0 | 0 | 1.0298 | 1.0706 | 0 | 0
2018-06-08 | 5 | 0 | Summer: Off-Peak |  | 46 | Neither | 0 | 0.97482 | 1.0078 | 0 | 3.8708 | 0 | 3.4229 | 0 | 0 | 0.90669 | 1.1856 | 0 | 0
2018-06-08 | 5 | 1 | Summer: Off-Peak |  | 46 | Neither | 0 | 1.0122 | 1.0078 | 0 | 3.8708 | 0 | 3.4229 | 0 | 0 | 0.81803 | 1.1856 | 0 | 0
2018-06-08 | 5 | 2 | Summer: Off-Peak |  | 45 | Neither | 0 | 1.051 | 1.0078 | 0 | 3.8226 | 0 | 3.3575 | 0 | 0 | 0.74508 | 1.1856 | 0 | 0
2018-06-08 | 5 | 3 | Summer: Off-Peak |  | 45 | Neither | 0 | 1.0924 | 1.0078 | 0 | 3.8226 | 0 | 3.3575 | 0 | 0 | 0.69159 | 1.1856 | 0 | 0
2018-06-08 | 5 | 4 | Summer: Off-Peak |  | 43 | Neither | 0 | 1.1348 | 1.0078 | 0 | 3.737 | 0 | 3.2279 | 0 | 0 | 0.64739 | 1.1856 | 0 | 0
2018-06-08 | 5 | 5 | Summer: Off-Peak |  | 43 | Neither | 0 | 1.1636 | 1.0078 | 0 | 3.737 | 0 | 3.2279 | 0 | 0 | 0.7214 | 1.1856 | 0 | 0
2018-06-08 | 5 | 6 | Summer: Off-Peak |  | 46 | Neither | 0 | 1.2084 | 1.0078 | 0 | 3.8708 | 0 | 3.4229 | 0 | 0 | 0.87787 | 1.1856 | 0 | 0
2018-06-08 | 5 | 7 | Summer: On-Peak |  | 52 | Neither | 0 | 1.1637 | 1.0078 | 0 | 4.0951 | 0 | 3.8021 | 0 | 0 | 0.97331 | 1.1856 | 0 | 0
2018-06-08 | 5 | 8 | Summer: On-Peak |  | 55 | Neither | 0 | 1.0942 | 1.0078 | 0 | 4.1851 | 0 | 3.9877 | 0 | 0 | 0.9494 | 1.1856 | 0 | 0
2018-06-08 | 5 | 9 | Summer: On-Peak |  | 57 | Neither | 0 | 1.0343 | 1.0078 | 0 | 4.2531 | 0 | 4.112 | 0 | 0 | 0.84085 | 1.1856 | 0 | 0
2018-06-08 | 5 | 10 | Summer: On-Peak |  | 57 | Neither | 0 | 0.98112 | 1.0078 | 0 | 4.2531 | 0 | 4.112 | 0 | 0 | 0.74504 | 1.1856 | 0 | 0
2018-06-08 | 5 | 11 | Summer: On-Peak |  | 57 | Neither | 0 | 0.94956 | 1.0078 | 0 | 4.2531 | 0 | 4.112 | 0 | 0 | 0.72851 | 1.1856 | 0 | 0
2018-06-08 | 5 | 12 | Summer: On-Peak |  | 61 | Neither | 0 | 0.91648 | 1.0078 | 0 | 4.3818 | 0 | 4.3586 | 0 | 0 | 0.75911 | 1.1856 | 0 | 0
2018-06-08 | 5 | 13 | Summer: On-Peak | Summer | 63 | Neither | 0 | 0.9004 | 1.0078 | 0 | 4.3818 | 0 | 4.3586 | 0 | 0 | 0.79116 | 1.1856 | 0 | 0
2018-06-08 | 5 | 14 | Summer: On-Peak | Summer | 63 | Neither | 0 | 0.86033 | 1.0078 | 0 | 4.3818 | 0 | 4.3586 | 0 | 0 | 0.84356 | 1.1856 | 0 | 0
2018-06-08 | 5 | 15 | Summer: On-Peak | Summer | 64 | Neither | 0 | 0.85755 | 1.0078 | 0 | 4.3818 | 0 | 4.3586 | 0 | 0 | 0.96593 | 1.1856 | 0 | 0
2018-06-08 | 5 | 16 | Summer: On-Peak | Summer | 64 | Neither | 0 | 0.88345 | 1.0078 | 0 | 4.3818 | 0 | 4.3586 | 0 | 0 | 1.1649 | 1.1856 | 0 | 0
2018-06-08 | 5 | 17 | Summer: On-Peak |  | 64 | Neither | 0 | 0.94026 | 1.0078 | 0 | 4.3818 | 0 | 4.3586 | 0 | 0 | 1.3522 | 1.1856 | 0 | 0
2018-06-08 | 5 | 18 | Summer: On-Peak |  | 61 | Neither | 0 | 0.98182 | 1.0078 | 0 | 4.3818 | 0 | 4.3586 | 0 | 0 | 1.5599 | 1.1856 | 0 | 0
2018-06-08 | 5 | 19 | Summer: On-Peak |  | 57 | Neither | 0 | 0.98419 | 1.0078 | 0 | 4.2531 | 0 | 4.112 | 0 | 0 | 1.6764 | 1.1856 | 0 | 0
2018-06-08 | 5 | 20 | Summer: On-Peak |  | 54 | Neither | 0 | 0.97072 | 1.0078 | 0 | 4.156 | 0 | 3.9259 | 0 | 0 | 1.5244 | 1.1856 | 0 | 0
2018-06-08 | 5 | 21 | Summer: On-Peak |  | 48 | Neither | 0 | 0.95751 | 1.0078 | 0 | 3.9631 | 0 | 3.5525 | 0 | 0 | 1.4449 | 1.1856 | 0 | 0
2018-06-08 | 5 | 22 | Summer: On-Peak |  | 48 | Neither | 0 | 0.94265 | 1.0078 | 0 | 3.9631 | 0 | 3.5525 | 0 | 0 | 1.2427 | 1.1856 | 0 | 0
2018-06-08 | 5 | 23 | Summer: Off-Peak |  | 46 | Neither | 0 | 0.94451 | 1.0078 | 0 | 3.8708 | 0 | 3.4229 | 0 | 0 | 1.0298 | 1.1856 | 0 | 0
2018-06-09 | 6 | 0 | Summer: Off-Peak |  | 46 | Neither | 0 | 0.97482 | 0.98855 | 0 | 3.8708 | 0 | 3.4229 | 0 | 0 | 0.90669 | 1.0113 | 0 | 0
2018-06-09 | 6 | 1 | Summer: Off-Peak |  | 45 | Neither | 0 | 1.0122 | 0.98855 | 0 | 3.8226 | 0 | 3.3575 | 0 | 0 | 0.81803 | 1.0113 | 0 | 0
2018-06-09 | 6 | 2 | Summer: Off-Peak |  | 45 | Neither | 0 | 1.051 | 0.98855 | 0 | 3.8226 | 0 | 3.3575 | 0 | 0 | 0.74508 | 1.0113 | 0 | 0
2018-06-09 | 6 | 3 | Summer: Off-Peak |  | 43 | Neither | 0 | 1.0924 | 0.98855 | 0 | 3.737 | 0 | 3.2279 | 0 | 0 | 0.69159 | 1.0113 | 0 | 0
2018-06-09 | 6 | 4 | Summer: Off-Peak |  | 43 | Neither | 0 | 1.1348 | 0.98855 | 0 | 3.737 | 0 | 3.2279 | 0 | 0 | 0.64739 | 1.0113 | 0 | 0
2018-06-09 | 6 | 5 | Summer: Off-Peak |  | 45 | Neither | 0 | 1.1636 | 0.98855 | 0 | 3.8226 | 0 | 3.3575 | 0 | 0 | 0.7214 | 1.0113 | 0 | 0
2018-06-09 | 6 | 6 | Summer: Off-Peak |  | 48 | Neither | 0 | 1.2084 | 0.98855 | 0 | 3.9631 | 0 | 3.5525 | 0 | 0 | 0.87787 | 1.0113 | 0 | 0
2018-06-09 | 6 | 7 | Summer: Off-Peak |  | 50 | Neither | 0 | 1.1637 | 0.98855 | 0 | 4.0352 | 0 | 3.6783 | 0 | 0 | 0.97331 | 1.0113 | 0 | 0
2018-06-09 | 6 | 8 | Summer: Off-Peak |  | 57 | Neither | 0 | 1.0942 | 0.98855 | 0 | 4.2531 | 0 | 4.112 | 0 | 0 | 0.9494 | 1.0113 | 0 | 0
2018-06-09 | 6 | 9 | Summer: Off-Peak |  | 61 | Neither | 0 | 1.0343 | 0.98855 | 0 | 4.3818 | 0 | 4.3586 | 0 | 0 | 0.84085 | 1.0113 | 0 | 0
2018-06-09 | 6 | 10 | Summer: Off-Peak |  | 63 | Neither | 0 | 0.98112 | 0.98855 | 0 | 4.3818 | 0 | 4.3586 | 0 | 0 | 0.74504 | 1.0113 | 0 | 0
2018-06-09 | 6 | 11 | Summer: Off-Peak |  | 64 | Neither | 0 | 0.94956 | 0.98855 | 0 | 4.3818 | 0 | 4.3586 | 0 | 0 | 0.72851 | 1.0113 | 0 | 0
2018-06-09 | 6 | 12 | Summer: Off-Peak |  | 64 | Neither | 0 | 0.91648 | 0.98855 | 0 | 4.3818 | 0 | 4.3586 | 0 | 0 | 0.75911 | 1.0113 | 0 | 0
2018-06-09 | 6 | 13 | Summer: Off-Peak |  | 64 | Neither | 0 | 0.9004 | 0.98855 | 0 | 4.3818 | 0 | 4.3586 | 0 | 0 | 0.79116 | 1.0113 | 0 | 0
2018-06-09 | 6 | 14 | Summer: Off-Peak |  | 63 | Neither | 0 | 0.86033 | 0.98855 | 0 | 4.3818 | 0 | 4.3586 | 0 | 0 | 0.84356 | 1.0113 | 0 | 0
2018-06-09 | 6 | 15 | Summer: Off-Peak |  | 61 | Neither | 0 | 0.85755 | 0.98855 | 0 | 4.3818 | 0 | 4.3586 | 0 | 0 | 0.96593 | 1.0113 | 0 | 0
2018-06-09 | 6 | 16 | Summer: Off-Peak |  | 55 | Neither | 0 | 0.88345 | 0.98855 | 0 | 4.1851 | 0 | 3.9877 | 0 | 0 | 1.1649 | 1.0113 | 0 | 0
2018-06-09 | 6 | 17 | Summer: Off-Peak |  | 55 | Neither | 0 | 0.94026 | 0.98855 | 0 | 4.1851 | 0 | 3.9877 | 0 | 0 | 1.3522 | 1.0113 | 0 | 0
2018-06-09 | 6 | 18 | Summer: Off-Peak |  | 55 | Neither | 0 | 0.98182 | 0.98855 | 0 | 4.1851 | 0 | 3.9877 | 0 | 0 | 1.5599 | 1.0113 | 0 | 0
2018-06-09 | 6 | 19 | Summer: Off-Peak |  | 55 | Neither | 0 | 0.98419 | 0.98855 | 0 | 4.1851 | 0 | 3.9877 | 0 | 0 | 1.6764 | 1.0113 | 0 | 0
2018-06-09 | 6 | 20 | Summer: Off-Peak |  | 54 | Neither | 0 | 0.97072 | 0.98855 | 0 | 4.156 | 0 | 3.9259 | 0 | 0 | 1.5244 | 1.0113 | 0 | 0
2018-06-09 | 6 | 21 | Summer: Off-Peak |  | 52 | Neither | 0 | 0.95751 | 0.98855 | 0 | 4.0951 | 0 | 3.8021 | 0 | 0 | 1.4449 | 1.0113 | 0 | 0
2018-06-09 | 6 | 22 | Summer: Off-Peak |  | 52 | Neither | 0 | 0.94265 | 0.98855 | 0 | 4.0951 | 0 | 3.8021 | 0 | 0 | 1.2427 | 1.0113 | 0 | 0
2018-06-09 | 6 | 23 | Summer: Off-Peak |  | 52 | Neither | 0 | 0.94451 | 0.98855 | 0 | 4.0951 | 0 | 3.8021 | 0 | 0 | 1.0298 | 1.0113 | 0 | 0
2018-06-10 | 7 | 0 | Summer: Off-Peak |  | 54 | Neither | 0 | 0.97482 | 0.93761 | 0 | 4.156 | 0 | 3.9259 | 0 | 0 | 0.90669 | 1.0096 | 0 | 0
2018-06-10 | 7 | 1 | Summer: Off-Peak |  | 54 | Neither | 0 | 1.0122 | 0.93761 | 0 | 4.156 | 0 | 3.9259 | 0 | 0 | 0.81803 | 1.0096 | 0 | 0
2018-06-10 | 7 | 2 | Summer: Off-Peak |  | 54 | Neither | 0 | 1.051 | 0.93761 | 0 | 4.156 | 0 | 3.9259 | 0 | 0 | 0.74508 | 1.0096 | 0 | 0
2018-06-10 | 7 | 3 | Summer: Off-Peak |  | 54 | Neither | 0 | 1.0924 | 0.93761 | 0 | 4.156 | 0 | 3.9259 | 0 | 0 | 0.69159 | 1.0096 | 0 | 0
2018-06-10 | 7 | 4 | Summer: Off-Peak |  | 54 | Neither | 0 | 1.1348 | 0.93761 | 0 | 4.156 | 0 | 3.9259 | 0 | 0 | 0.64739 | 1.0096 | 0 | 0
2018-06-10 | 7 | 5 | Summer: Off-Peak |  | 54 | Neither | 0 | 1.1636 | 0.93761 | 0 | 4.156 | 0 | 3.9259 | 0 | 0 | 0.7214 | 1.0096 | 0 | 0
2018-06-10 | 7 | 6 | Summer: Off-Peak |  | 54 | Neither | 0 | 1.2084 | 0.93761 | 0 | 4.156 | 0 | 3.9259 | 0 | 0 | 0.87787 | 1.0096 | 0 | 0
2018-06-10 | 7 | 7 | Summer: Off-Peak |  | 55 | Neither | 0 | 1.1637 | 0.93761 | 0 | 4.1851 | 0 | 3.9877 | 0 | 0 | 0.97331 | 1.0096 | 0 | 0
2018-06-10 | 7 | 8 | Summer: Off-Peak |  | 55 | Neither | 0 | 1.0942 | 0.93761 | 0 | 4.1851 | 0 | 3.9877 | 0 | 0 | 0.9494 | 1.0096 | 0 | 0
2018-06-10 | 7 | 9 | Summer: Off-Peak |  | 54 | Neither | 0 | 1.0343 | 0.93761 | 0 | 4.156 | 0 | 3.9259 | 0 | 0 | 0.84085 | 1.0096 | 0 | 0
2018-06-10 | 7 | 10 | Summer: Off-Peak |  | 55 | Neither | 0 | 0.98112 | 0.93761 | 0 | 4.1851 | 0 | 3.9877 | 0 | 0 | 0.74504 | 1.0096 | 0 | 0
2018-06-10 | 7 | 11 | Summer: Off-Peak |  | 57 | Neither | 0 | 0.94956 | 0.93761 | 0 | 4.2531 | 0 | 4.112 | 0 | 0 | 0.72851 | 1.0096 | 0 | 0
2018-06-10 | 7 | 12 | Summer: Off-Peak |  | 59 | Neither | 0 | 0.91648 | 0.93761 | 0 | 4.3182 | 0 | 4.2356 | 0 | 0 | 0.75911 | 1.0096 | 0 | 0
2018-06-10 | 7 | 13 | Summer: Off-Peak |  | 63 | Neither | 0 | 0.9004 | 0.93761 | 0 | 4.3818 | 0 | 4.3586 | 0 | 0 | 0.79116 | 1.0096 | 0 | 0
2018-06-10 | 7 | 14 | Summer: Off-Peak |  | 61 | Neither | 0 | 0.86033 | 0.93761 | 0 | 4.3818 | 0 | 4.3586 | 0 | 0 | 0.84356 | 1.0096 | 0 | 0
2018-06-10 | 7 | 15 | Summer: Off-Peak |  | 61 | Neither | 0 | 0.85755 | 0.93761 | 0 | 4.3818 | 0 | 4.3586 | 0 | 0 | 0.96593 | 1.0096 | 0 | 0
2018-06-10 | 7 | 16 | Summer: Off-Peak |  | 59 | Neither | 0 | 0.88345 | 0.93761 | 0 | 4.3182 | 0 | 4.2356 | 0 | 0 | 1.1649 | 1.0096 | 0 | 0
2018-06-10 | 7 | 17 | Summer: Off-Peak |  | 61 | Neither | 0 | 0.94026 | 0.93761 | 0 | 4.3818 | 0 | 4.3586 | 0 | 0 | 1.3522 | 1.0096 | 0 | 0
2018-06-10 | 7 | 18 | Summer: Off-Peak |  | 61 | Neither | 0 | 0.98182 | 0.93761 | 0 | 4.3818 | 0 | 4.3586 | 0 | 0 | 1.5599 | 1.0096 | 0 | 0
2018-06-10 | 7 | 19 | Summer: Off-Peak |  | 59 | Neither | 0 | 0.98419 | 0.93761 | 0 | 4.3182 | 0 | 4.2356 | 0 | 0 | 1.6764 | 1.0096 | 0 | 0
2018-06-10 | 7 | 20 | Summer: Off-Peak |  | 57 | Neither | 0 | 0.97072 | 0.93761 | 0 | 4.2531 | 0 | 4.112 | 0 | 0 | 1.5244 | 1.0096 | 0 | 0
2018-06-10 | 7 | 21 | Summer: Off-Peak |  | 57 | Neither | 0 | 0.95751 | 0.93761 | 0 | 4.2531 | 0 | 4.112 | 0 | 0 | 1.4449 | 1.0096 | 0 | 0
2018-06-10 | 7 | 22 | Summer: Off-Peak |  | 55 | Neither | 0 | 0.94265 | 0.93761 | 0 | 4.1851 | 0 | 3.9877 | 0 | 0 | 1.2427 | 1.0096 | 0 | 0
2018-06-10 | 7 | 23 | Summer: Off-Peak |  | 55 | Neither | 0 | 0.94451 | 0.93761 | 0 | 4.1851 | 0 | 3.9877 | 0 | 0 | 1.0298 | 1.0096 | 0 | 0
2018-06-11 | 1 | 0 | Summer: Off-Peak |  | 55 | Cooling | 0 | 0.97482 | 1.0177 | 0 | 4.1851 | 0 | 3.9877 | 0 | 0.025 | 0.90669 | 0.9441 | 0.0214 | 0.0214
2018-06-11 | 1 | 1 | Summer: Off-Peak |  | 55 | Cooling | 0 | 1.0122 | 1.0177 | 0 | 4.1851 | 0 | 3.9877 | 0 | 0.025 | 0.81803 | 0.9441 | 0.019308 | 0.019308
2018-06-11 | 1 | 2 | Summer: Off-Peak |  | 55 | Cooling | 0 | 1.051 | 1.0177 | 0 | 4.1851 | 0 | 3.9877 | 0 | 0.025 | 0.74508 | 0.9441 | 0.017586 | 0.017586
2018-06-11 | 1 | 3 | Summer: Off-Peak |  | 55 | Cooling | 0 | 1.0924 | 1.0177 | 0 | 4.1851 | 0 | 3.9877 | 0 | 0.025 | 0.69159 | 0.9441 | 0.016323 | 0.016323
2018-06-11 | 1 | 4 | Summer: Off-Peak |  | 55 | Cooling | 0 | 1.1348 | 1.0177 | 0 | 4.1851 | 0 | 3.9877 | 0 | 0.025 | 0.64739 | 0.9441 | 0.01528 | 0.01528
2018-06-11 | 1 | 5 | Summer: Off-Peak |  | 55 | Cooling | 0 | 1.1636 | 1.0177 | 0 | 4.1851 | 0 | 3.9877 | 0 | 0.025 | 0.7214 | 0.9441 | 0.017027 | 0.017027
2018-06-11 | 1 | 6 | Summer: Off-Peak |  | 55 | Cooling | 0 | 1.2084 | 1.0177 | 0 | 4.1851 | 0 | 3.9877 | 0 | 0.025 | 0.87787 | 0.9441 | 0.02072 | 0.02072
2018-06-11 | 1 | 7 | Summer: On-Peak |  | 57 | Cooling | 0 | 1.1637 | 1.0177 | 0 | 4.2531 | 0 | 4.112 | 0 | 0.025 | 0.97331 | 0.9441 | 0.022973 | 0.022973
2018-06-11 | 1 | 8 | Summer: On-Peak |  | 59 | Cooling | 0 | 1.0942 | 1.0177 | 0 | 4.3182 | 0 | 4.2356 | 0 | 0.025 | 0.9494 | 0.9441 | 0.022408 | 0.022408
2018-06-11 | 1 | 9 | Summer: On-Peak |  | 63 | Cooling | 0 | 1.0343 | 1.0177 | 0 | 4.3818 | 0 | 4.3586 | 0 | 0.039789 | 0.84085 | 0.9441 | 0.031587 | 0.031587
2018-06-11 | 1 | 10 | Summer: On-Peak |  | 63 | Cooling | 0 | 0.98112 | 1.0177 | 0 | 4.3818 | 0 | 4.3586 | 0 | 0.039789 | 0.74504 | 0.9441 | 0.027988 | 0.027988
2018-06-11 | 1 | 11 | Summer: On-Peak |  | 63 | Cooling | 0 | 0.94956 | 1.0177 | 0 | 4.3818 | 0 | 4.3586 | 0 | 0.039789 | 0.72851 | 0.9441 | 0.027366 | 0.027366
2018-06-11 | 1 | 12 | Summer: On-Peak |  | 64 | Cooling | 0 | 0.91648 | 1.0177 | 0 | 4.3818 | 0 | 4.3586 | 0 | 0.038036 | 0.75911 | 0.9441 | 0.02726 | 0.02726
2018-06-11 | 1 | 13 | Summer: On-Peak | Summer | 66 | Cooling | 0 | 0.9004 | 1.0177 | 0 | 4.3818 | 0 | 4.3586 | 0 | 0.0364 | 0.79116 | 0.9441 | 0.027188 | 0.027188
2018-06-11 | 1 | 14 | Summer: On-Peak | Summer | 66 | Cooling | 0 | 0.86033 | 1.0177 | 0 | 4.3818 | 0 | 4.3586 | 0 | 0.0364 | 0.84356 | 0.9441 | 0.028989 | 0.028989
2018-06-11 | 1 | 15 | Summer: On-Peak | Summer | 68 | Cooling | 0 | 0.85755 | 1.0177 | 0 | 4.3818 | 0 | 4.3586 | 0 | 0.037256 | 0.96593 | 0.9441 | 0.033975 | 0.033975
2018-06-11 | 1 | 16 | Summer: On-Peak | Summer | 66 | Cooling | 0 | 0.88345 | 1.0177 | 0 | 4.3818 | 0 | 4.3586 | 0 | 0.0364 | 1.1649 | 0.9441 | 0.040033 | 0.040033
2018-06-11 | 1 | 17 | Summer: On-Peak |  | 66 | Cooling | 0 | 0.94026 | 1.0177 | 0 | 4.3818 | 0 | 4.3586 | 0 | 0.0364 | 1.3522 | 0.9441 | 0.046467 | 0.046467
2018-06-11 | 1 | 18 | Summer: On-Peak |  | 68 | Cooling | 0 | 0.98182 | 1.0177 | 0 | 4.3818 | 0 | 4.3586 | 0 | 0.037256 | 1.5599 | 0.9441 | 0.054867 | 0.054867
2018-06-11 | 1 | 19 | Summer: On-Peak |  | 64 | Cooling | 0 | 0.98419 | 1.0177 | 0 | 4.3818 | 0 | 4.3586 | 0 | 0.038036 | 1.6764 | 0.9441 | 0.060201 | 0.060201
2018-06-11 | 1 | 20 | Summer: On-Peak |  | 61 | Cooling | 0 | 0.97072 | 1.0177 | 0 | 4.3818 | 0 | 4.3586 | 0 | 0.045165 | 1.5244 | 0.9441 | 0.064999 | 0.064999
2018-06-11 | 1 | 21 | Summer: On-Peak |  | 57 | Cooling | 0 | 0.95751 | 1.0177 | 0 | 4.2531 | 0 | 4.112 | 0 | 0.025 | 1.4449 | 0.9441 | 0.034102 | 0.034102
2018-06-11 | 1 | 22 | Summer: On-Peak |  | 55 | Cooling | 0 | 0.94265 | 1.0177 | 0 | 4.1851 | 0 | 3.9877 | 0 | 0.025 | 1.2427 | 0.9441 | 0.029331 | 0.029331
2018-06-11 | 1 | 23 | Summer: Off-Peak |  | 55 | Cooling | 0 | 0.94451 | 1.0177 | 0 | 4.1851 | 0 | 3.9877 | 0 | 0.025 | 1.0298 | 0.9441 | 0.024305 | 0.024305
2018-06-12 | 2 | 0 | Summer: Off-Peak |  | 55 | Neither | 0 | 0.97482 | 1.02 | 0 | 4.1851 | 0 | 3.9877 | 0 | 0 | 0.90669 | 0.83669 | 0 | 0
2018-06-12 | 2 | 1 | Summer: Off-Peak |  | 55 | Neither | 0 | 1.0122 | 1.02 | 0 | 4.1851 | 0 | 3.9877 | 0 | 0 | 0.81803 | 0.83669 | 0 | 0
2018-06-12 | 2 | 2 | Summer: Off-Peak |  | 55 | Neither | 0 | 1.051 | 1.02 | 0 | 4.1851 | 0 | 3.9877 | 0 | 0 | 0.74508 | 0.83669 | 0 | 0
2018-06-12 | 2 | 3 | Summer: Off-Peak |  | 55 | Neither | 0 | 1.0924 | 1.02 | 0 | 4.1851 | 0 | 3.9877 | 0 | 0 | 0.69159 | 0.83669 | 0 | 0
2018-06-12 | 2 | 4 | Summer: Off-Peak |  | 54 | Neither | 0 | 1.1348 | 1.02 | 0 | 4.156 | 0 | 3.9259 | 0 | 0 | 0.64739 | 0.83669 | 0 | 0
2018-06-12 | 2 | 5 | Summer: Off-Peak |  | 55 | Neither | 0 | 1.1636 | 1.02 | 0 | 4.1851 | 0 | 3.9877 | 0 | 0 | 0.7214 | 0.83669 | 0 | 0
2018-06-12 | 2 | 6 | Summer: Off-Peak |  | 55 | Neither | 0 | 1.2084 | 1.02 | 0 | 4.1851 | 0 | 3.9877 | 0 | 0 | 0.87787 | 0.83669 | 0 | 0
2018-06-12 | 2 | 7 | Summer: On-Peak |  | 57 | Neither | 0 | 1.1637 | 1.02 | 0 | 4.2531 | 0 | 4.112 | 0 | 0 | 0.97331 | 0.83669 | 0 | 0
2018-06-12 | 2 | 8 | Summer: On-Peak |  | 57 | Neither | 0 | 1.0942 | 1.02 | 0 | 4.2531 | 0 | 4.112 | 0 | 0 | 0.9494 | 0.83669 | 0 | 0
2018-06-12 | 2 | 9 | Summer: On-Peak |  | 59 | Neither | 0 | 1.0343 | 1.02 | 0 | 4.3182 | 0 | 4.2356 | 0 | 0 | 0.84085 | 0.83669 | 0 | 0
2018-06-12 | 2 | 10 | Summer: On-Peak |  | 61 | Neither | 0 | 0.98112 | 1.02 | 0 | 4.3818 | 0 | 4.3586 | 0 | 0 | 0.74504 | 0.83669 | 0 | 0
2018-06-12 | 2 | 11 | Summer: On-Peak |  | 61 | Neither | 0 | 0.94956 | 1.02 | 0 | 4.3818 | 0 | 4.3586 | 0 | 0 | 0.72851 | 0.83669 | 0 | 0
2018-06-12 | 2 | 12 | Summer: On-Peak |  | 61 | Neither | 0 | 0.91648 | 1.02 | 0 | 4.3818 | 0 | 4.3586 | 0 | 0 | 0.75911 | 0.83669 | 0 | 0
2018-06-12 | 2 | 13 | Summer: On-Peak | Summer | 61 | Neither | 0 | 0.9004 | 1.02 | 0 | 4.3818 | 0 | 4.3586 | 0 | 0 | 0.79116 | 0.83669 | 0 | 0
2018-06-12 | 2 | 14 | Summer: On-Peak | Summer | 61 | Neither | 0 | 0.86033 | 1.02 | 0 | 4.3818 | 0 | 4.3586 | 0 | 0 | 0.84356 | 0.83669 | 0 | 0
2018-06-12 | 2 | 15 | Summer: On-Peak | Summer | 61 | Neither | 0 | 0.85755 | 1.02 | 0 | 4.3818 | 0 | 4.3586 | 0 | 0 | 0.96593 | 0.83669 | 0 | 0
2018-06-12 | 2 | 16 | Summer: On-Peak | Summer | 59 | Neither | 0 | 0.88345 | 1.02 | 0 | 4.3182 | 0 | 4.2356 | 0 | 0 | 1.1649 | 0.83669 | 0 | 0
2018-06-12 | 2 | 17 | Summer: On-Peak |  | 61 | Neither | 0 | 0.94026 | 1.02 | 0 | 4.3818 | 0 | 4.3586 | 0 | 0 | 1.3522 | 0.83669 | 0 | 0
2018-06-12 | 2 | 18 | Summer: On-Peak |  | 59 | Neither | 0 | 0.98182 | 1.02 | 0 | 4.3182 | 0 | 4.2356 | 0 | 0 | 1.5599 | 0.83669 | 0 | 0
2018-06-12 | 2 | 19 | Summer: On-Peak |  | 59 | Neither | 0 | 0.98419 | 1.02 | 0 | 4.3182 | 0 | 4.2356 | 0 | 0 | 1.6764 | 0.83669 | 0 | 0
2018-06-12 | 2 | 20 | Summer: On-Peak |  | 59 | Neither | 0 | 0.97072 | 1.02 | 0 | 4.3182 | 0 | 4.2356 | 0 | 0 | 1.5244 | 0.83669 | 0 | 0
2018-06-12 | 2 | 21 | Summer: On-Peak |  | 59 | Neither | 0 | 0.95751 | 1.02 | 0 | 4.3182 | 0 | 4.2356 | 0 | 0 | 1.4449 | 0.83669 | 0 | 0
2018-06-12 | 2 | 22 | Summer: On-Peak |  | 61 | Neither | 0 | 0.94265 | 1.02 | 0 | 4.3818 | 0 | 4.3586 | 0 | 0 | 1.2427 | 0.83669 | 0 | 0
2018-06-12 | 2 | 23 | Summer: Off-Peak |  | 59 | Neither | 0 | 0.94451 | 1.02 | 0 | 4.3182 | 0 | 4.2356 | 0 | 0 | 1.0298 | 0.83669 | 0 | 0
2018-06-13 | 3 | 0 | Summer: Off-Peak |  | 61 | Cooling | 0 | 0.97482 | 1.0263 | 0 | 4.3818 | 0 | 4.3586 | 0 | 0.045165 | 0.90669 | 0.94211 | 0.03858 | 0.03858
2018-06-13 | 3 | 1 | Summer: Off-Peak |  | 61 | Cooling | 0 | 1.0122 | 1.0263 | 0 | 4.3818 | 0 | 4.3586 | 0 | 0.045165 | 0.81803 | 0.94211 | 0.034807 | 0.034807
2018-06-13 | 3 | 2 | Summer: Off-Peak |  | 61 | Cooling | 0 | 1.051 | 1.0263 | 0 | 4.3818 | 0 | 4.3586 | 0 | 0.045165 | 0.74508 | 0.94211 | 0.031703 | 0.031703
2018-06-13 | 3 | 3 | Summer: Off-Peak |  | 59 | Cooling | 0 | 1.0924 | 1.0263 | 0 | 4.3182 | 0 | 4.2356 | 0 | 0.025 | 0.69159 | 0.94211 | 0.016289 | 0.016289
2018-06-13 | 3 | 4 | Summer: Off-Peak |  | 59 | Cooling | 0 | 1.1348 | 1.0263 | 0 | 4.3182 | 0 | 4.2356 | 0 | 0.025 | 0.64739 | 0.94211 | 0.015248 | 0.015248
2018-06-13 | 3 | 5 | Summer: Off-Peak |  | 61 | Cooling | 0 | 1.1636 | 1.0263 | 0 | 4.3818 | 0 | 4.3586 | 0 | 0.045165 | 0.7214 | 0.94211 | 0.030695 | 0.030695
2018-06-13 | 3 | 6 | Summer: Off-Peak |  | 61 | Cooling | 0 | 1.2084 | 1.0263 | 0 | 4.3818 | 0 | 4.3586 | 0 | 0.045165 | 0.87787 | 0.94211 | 0.037353 | 0.037353
2018-06-13 | 3 | 7 | Summer: On-Peak |  | 61 | Cooling | 0 | 1.1637 | 1.0263 | 0 | 4.3818 | 0 | 4.3586 | 0 | 0.045165 | 0.97331 | 0.94211 | 0.041414 | 0.041414
2018-06-13 | 3 | 8 | Summer: On-Peak |  | 61 | Cooling | 0 | 1.0942 | 1.0263 | 0 | 4.3818 | 0 | 4.3586 | 0 | 0.045165 | 0.9494 | 0.94211 | 0.040397 | 0.040397
2018-06-13 | 3 | 9 | Summer: On-Peak |  | 63 | Cooling | 0 | 1.0343 | 1.0263 | 0 | 4.3818 | 0 | 4.3586 | 0 | 0.039789 | 0.84085 | 0.94211 | 0.03152 | 0.03152
2018-06-13 | 3 | 10 | Summer: On-Peak |  | 63 | Cooling | 0 | 0.98112 | 1.0263 | 0 | 4.3818 | 0 | 4.3586 | 0 | 0.039789 | 0.74504 | 0.94211 | 0.027929 | 0.027929
2018-06-13 | 3 | 11 | Summer: On-Peak |  | 64 | Cooling | 0 | 0.94956 | 1.0263 | 0 | 4.3818 | 0 | 4.3586 | 0 | 0.038036 | 0.72851 | 0.94211 | 0.026106 | 0.026106
2018-06-13 | 3 | 12 | Summer: On-Peak |  | 64 | Cooling | 0 | 0.91648 | 1.0263 | 0 | 4.3818 | 0 | 4.3586 | 0 | 0.038036 | 0.75911 | 0.94211 | 0.027202 | 0.027202
2018-06-13 | 3 | 13 | Summer: On-Peak | Summer | 64 | Cooling | 0 | 0.9004 | 1.0263 | 0 | 4.3818 | 0 | 4.3586 | 0 | 0.038036 | 0.79116 | 0.94211 | 0.028351 | 0.028351
2018-06-13 | 3 | 14 | Summer: On-Peak | Summer | 64 | Cooling | 0 | 0.86033 | 1.0263 | 0 | 4.3818 | 0 | 4.3586 | 0 | 0.038036 | 0.84356 | 0.94211 | 0.030228 | 0.030228
2018-06-13 | 3 | 15 | Summer: On-Peak | Summer | 64 | Cooling | 0 | 0.85755 | 1.0263 | 0 | 4.3818 | 0 | 4.3586 | 0 | 0.038036 | 0.96593 | 0.94211 | 0.034613 | 0.034613
2018-06-13 | 3 | 16 | Summer: On-Peak | Summer | 64 | Cooling | 0 | 0.88345 | 1.0263 | 0 | 4.3818 | 0 | 4.3586 | 0 | 0.038036 | 1.1649 | 0.94211 | 0.041745 | 0.041745
2018-06-13 | 3 | 17 | Summer: On-Peak |  | 63 | Cooling | 0 | 0.94026 | 1.0263 | 0 | 4.3818 | 0 | 4.3586 | 0 | 0.039789 | 1.3522 | 0.94211 | 0.050687 | 0.050687
2018-06-13 | 3 | 18 | Summer: On-Peak |  | 63 | Cooling | 0 | 0.98182 | 1.0263 | 0 | 4.3818 | 0 | 4.3586 | 0 | 0.039789 | 1.5599 | 0.94211 | 0.058474 | 0.058474
2018-06-13 | 3 | 19 | Summer: On-Peak |  | 63 | Cooling | 0 | 0.98419 | 1.0263 | 0 | 4.3818 | 0 | 4.3586 | 0 | 0.039789 | 1.6764 | 0.94211 | 0.062842 | 0.062842
2018-06-13 | 3 | 20 | Summer: On-Peak |  | 63 | Cooling | 0 | 0.97072 | 1.0263 | 0 | 4.3818 | 0 | 4.3586 | 0 | 0.039789 | 1.5244 | 0.94211 | 0.057142 | 0.057142
2018-06-13 | 3 | 21 | Summer: On-Peak |  | 61 | Cooling | 0 | 0.95751 | 1.0263 | 0 | 4.3818 | 0 | 4.3586 | 0 | 0.045165 | 1.4449 | 0.94211 | 0.061479 | 0.061479
2018-06-13 | 3 | 22 | Summer: On-Peak |  | 57 | Cooling | 0 | 0.94265 | 1.0263 | 0 | 4.2531 | 0 | 4.112 | 0 | 0.025 | 1.2427 | 0.94211 | 0.029269 | 0.029269
2018-06-13 | 3 | 23 | Summer: Off-Peak |  | 57 | Cooling | 0 | 0.94451 | 1.0263 | 0 | 4.2531 | 0 | 4.112 | 0 | 0.025 | 1.0298 | 0.94211 | 0.024253 | 0.024253
2018-06-14 | 4 | 0 | Summer: Off-Peak |  | 55 | Neither | 0 | 0.97482 | 1.002 | 0 | 4.1851 | 0 | 3.9877 | 0 | 0 | 0.90669 | 1.0706 | 0 | 0
2018-06-14 | 4 | 1 | Summer: Off-Peak |  | 55 | Neither | 0 | 1.0122 | 1.002 | 0 | 4.1851 | 0 | 3.9877 | 0 | 0 | 0.81803 | 1.0706 | 0 | 0
2018-06-14 | 4 | 2 | Summer: Off-Peak |  | 54 | Neither | 0 | 1.051 | 1.002 | 0 | 4.156 | 0 | 3.9259 | 0 | 0 | 0.74508 | 1.0706 | 0 | 0
2018-06-14 | 4 | 3 | Summer: Off-Peak |  | 54 | Neither | 0 | 1.0924 | 1.002 | 0 | 4.156 | 0 | 3.9259 | 0 | 0 | 0.69159 | 1.0706 | 0 | 0
2018-06-14 | 4 | 4 | Summer: Off-Peak |  | 52 | Neither | 0 | 1.1348 | 1.002 | 0 | 4.0951 | 0 | 3.8021 | 0 | 0 | 0.64739 | 1.0706 | 0 | 0
2018-06-14 | 4 | 5 | Summer: Off-Peak |  | 52 | Neither | 0 | 1.1636 | 1.002 | 0 | 4.0951 | 0 | 3.8021 | 0 | 0 | 0.7214 | 1.0706 | 0 | 0
2018-06-14 | 4 | 6 | Summer: Off-Peak |  | 54 | Neither | 0 | 1.2084 | 1.002 | 0 | 4.156 | 0 | 3.9259 | 0 | 0 | 0.87787 | 1.0706 | 0 | 0
2018-06-14 | 4 | 7 | Summer: On-Peak |  | 59 | Neither | 0 | 1.1637 | 1.002 | 0 | 4.3182 | 0 | 4.2356 | 0 | 0 | 0.97331 | 1.0706 | 0 | 0
2018-06-14 | 4 | 8 | Summer: On-Peak |  | 64 | Neither | 0 | 1.0942 | 1.002 | 0 | 4.3818 | 0 | 4.3586 | 0 | 0 | 0.9494 | 1.0706 | 0 | 0
2018-06-14 | 4 | 9 | Summer: On-Peak |  | 66 | Neither | 0 | 1.0343 | 1.002 | 0 | 4.3818 | 0 | 4.3586 | 0 | 0 | 0.84085 | 1.0706 | 0 | 0
2018-06-14 | 4 | 10 | Summer: On-Peak |  | 68 | Neither | 0 | 0.98112 | 1.002 | 0 | 4.3818 | 0 | 4.3586 | 0 | 0 | 0.74504 | 1.0706 | 0 | 0
2018-06-14 | 4 | 11 | Summer: On-Peak |  | 68 | Neither | 0 | 0.94956 | 1.002 | 0 | 4.3818 | 0 | 4.3586 | 0 | 0 | 0.72851 | 1.0706 | 0 | 0
2018-06-14 | 4 | 12 | Summer: On-Peak |  | 70 | Neither | 0 | 0.91648 | 1.002 | 0 | 4.3818 | 0 | 4.3586 | 0 | 0 | 0.75911 | 1.0706 | 0 | 0
2018-06-14 | 4 | 13 | Summer: On-Peak | Summer | 72 | Neither | 0 | 0.9004 | 1.002 | 0 | #N/A | 0 | #N/A | 0 | 0 | 0.79116 | 1.0706 | 0 | 0
2018-06-14 | 4 | 14 | Summer: On-Peak | Summer | 72 | Neither | 0 | 0.86033 | 1.002 | 0 | #N/A | 0 | #N/A | 0 | 0 | 0.84356 | 1.0706 | 0 | 0
2018-06-14 | 4 | 15 | Summer: On-Peak | Summer | 61 | Neither | 0 | 0.85755 | 1.002 | 0 | 4.3818 | 0 | 4.3586 | 0 | 0 | 0.96593 | 1.0706 | 0 | 0
2018-06-14 | 4 | 16 | Summer: On-Peak | Summer | 61 | Neither | 0 | 0.88345 | 1.002 | 0 | 4.3818 | 0 | 4.3586 | 0 | 0 | 1.1649 | 1.0706 | 0 | 0
2018-06-14 | 4 | 17 | Summer: On-Peak |  | 59 | Neither | 0 | 0.94026 | 1.002 | 0 | 4.3182 | 0 | 4.2356 | 0 | 0 | 1.3522 | 1.0706 | 0 | 0
2018-06-14 | 4 | 18 | Summer: On-Peak |  | 57 | Neither | 0 | 0.98182 | 1.002 | 0 | 4.2531 | 0 | 4.112 | 0 | 0 | 1.5599 | 1.0706 | 0 | 0
2018-06-14 | 4 | 19 | Summer: On-Peak |  | 57 | Neither | 0 | 0.98419 | 1.002 | 0 | 4.2531 | 0 | 4.112 | 0 | 0 | 1.6764 | 1.0706 | 0 | 0
2018-06-14 | 4 | 20 | Summer: On-Peak |  | 55 | Neither | 0 | 0.97072 | 1.002 | 0 | 4.1851 | 0 | 3.9877 | 0 | 0 | 1.5244 | 1.0706 | 0 | 0
2018-06-14 | 4 | 21 | Summer: On-Peak |  | 55 | Neither | 0 | 0.95751 | 1.002 | 0 | 4.1851 | 0 | 3.9877 | 0 | 0 | 1.4449 | 1.0706 | 0 | 0
2018-06-14 | 4 | 22 | Summer: On-Peak |  | 54 | Neither | 0 | 0.94265 | 1.002 | 0 | 4.156 | 0 | 3.9259 | 0 | 0 | 1.2427 | 1.0706 | 0 | 0
2018-06-14 | 4 | 23 | Summer: Off-Peak |  | 52 | Neither | 0 | 0.94451 | 1.002 | 0 | 4.0951 | 0 | 3.8021 | 0 | 0 | 1.0298 | 1.0706 | 0 | 0
2018-06-15 | 5 | 0 | Summer: Off-Peak |  | 52 | Neither | 0 | 0.97482 | 1.0078 | 0 | 4.0951 | 0 | 3.8021 | 0 | 0 | 0.90669 | 1.1856 | 0 | 0
2018-06-15 | 5 | 1 | Summer: Off-Peak |  | 48 | Neither | 0 | 1.0122 | 1.0078 | 0 | 3.9631 | 0 | 3.5525 | 0 | 0 | 0.81803 | 1.1856 | 0 | 0
2018-06-15 | 5 | 2 | Summer: Off-Peak |  | 46 | Neither | 0 | 1.051 | 1.0078 | 0 | 3.8708 | 0 | 3.4229 | 0 | 0 | 0.74508 | 1.1856 | 0 | 0
2018-06-15 | 5 | 3 | Summer: Off-Peak |  | 46 | Neither | 0 | 1.0924 | 1.0078 | 0 | 3.8708 | 0 | 3.4229 | 0 | 0 | 0.69159 | 1.1856 | 0 | 0
2018-06-15 | 5 | 4 | Summer: Off-Peak |  | 46 | Neither | 0 | 1.1348 | 1.0078 | 0 | 3.8708 | 0 | 3.4229 | 0 | 0 | 0.64739 | 1.1856 | 0 | 0
2018-06-15 | 5 | 5 | Summer: Off-Peak |  | 46 | Neither | 0 | 1.1636 | 1.0078 | 0 | 3.8708 | 0 | 3.4229 | 0 | 0 | 0.7214 | 1.1856 | 0 | 0
2018-06-15 | 5 | 6 | Summer: Off-Peak |  | 48 | Neither | 0 | 1.2084 | 1.0078 | 0 | 3.9631 | 0 | 3.5525 | 0 | 0 | 0.87787 | 1.1856 | 0 | 0
2018-06-15 | 5 | 7 | Summer: On-Peak |  | 52 | Neither | 0 | 1.1637 | 1.0078 | 0 | 4.0951 | 0 | 3.8021 | 0 | 0 | 0.97331 | 1.1856 | 0 | 0
2018-06-15 | 5 | 8 | Summer: On-Peak |  | 57 | Neither | 0 | 1.0942 | 1.0078 | 0 | 4.2531 | 0 | 4.112 | 0 | 0 | 0.9494 | 1.1856 | 0 | 0
2018-06-15 | 5 | 9 | Summer: On-Peak |  | 61 | Neither | 0 | 1.0343 | 1.0078 | 0 | 4.3818 | 0 | 4.3586 | 0 | 0 | 0.84085 | 1.1856 | 0 | 0
2018-06-15 | 5 | 10 | Summer: On-Peak |  | 64 | Neither | 0 | 0.98112 | 1.0078 | 0 | 4.3818 | 0 | 4.3586 | 0 | 0 | 0.74504 | 1.1856 | 0 | 0
2018-06-15 | 5 | 11 | Summer: On-Peak |  | 66 | Neither | 0 | 0.94956 | 1.0078 | 0 | 4.3818 | 0 | 4.3586 | 0 | 0 | 0.72851 | 1.1856 | 0 | 0
2018-06-15 | 5 | 12 | Summer: On-Peak |  | 68 | Neither | 0 | 0.91648 | 1.0078 | 0 | 4.3818 | 0 | 4.3586 | 0 | 0 | 0.75911 | 1.1856 | 0 | 0
2018-06-15 | 5 | 13 | Summer: On-Peak | Summer | 68 | Neither | 0 | 0.9004 | 1.0078 | 0 | 4.3818 | 0 | 4.3586 | 0 | 0 | 0.79116 | 1.1856 | 0 | 0
2018-06-15 | 5 | 14 | Summer: On-Peak | Summer | 70 | Neither | 0 | 0.86033 | 1.0078 | 0 | 4.3818 | 0 | 4.3586 | 0 | 0 | 0.84356 | 1.1856 | 0 | 0
2018-06-15 | 5 | 15 | Summer: On-Peak | Summer | 70 | Neither | 0 | 0.85755 | 1.0078 | 0 | 4.3818 | 0 | 4.3586 | 0 | 0 | 0.96593 | 1.1856 | 0 | 0
2018-06-15 | 5 | 16 | Summer: On-Peak | Summer | 70 | Neither | 0 | 0.88345 | 1.0078 | 0 | 4.3818 | 0 | 4.3586 | 0 | 0 | 1.1649 | 1.1856 | 0 | 0
2018-06-15 | 5 | 17 | Summer: On-Peak |  | 70 | Neither | 0 | 0.94026 | 1.0078 | 0 | 4.3818 | 0 | 4.3586 | 0 | 0 | 1.3522 | 1.1856 | 0 | 0
2018-06-15 | 5 | 18 | Summer: On-Peak |  | 66 | Neither | 0 | 0.98182 | 1.0078 | 0 | 4.3818 | 0 | 4.3586 | 0 | 0 | 1.5599 | 1.1856 | 0 | 0
2018-06-15 | 5 | 19 | Summer: On-Peak |  | 63 | Neither | 0 | 0.98419 | 1.0078 | 0 | 4.3818 | 0 | 4.3586 | 0 | 0 | 1.6764 | 1.1856 | 0 | 0
2018-06-15 | 5 | 20 | Summer: On-Peak |  | 54 | Neither | 0 | 0.97072 | 1.0078 | 0 | 4.156 | 0 | 3.9259 | 0 | 0 | 1.5244 | 1.1856 | 0 | 0
2018-06-15 | 5 | 21 | Summer: On-Peak |  | 52 | Neither | 0 | 0.95751 | 1.0078 | 0 | 4.0951 | 0 | 3.8021 | 0 | 0 | 1.4449 | 1.1856 | 0 | 0
2018-06-15 | 5 | 22 | Summer: On-Peak |  | 52 | Neither | 0 | 0.94265 | 1.0078 | 0 | 4.0951 | 0 | 3.8021 | 0 | 0 | 1.2427 | 1.1856 | 0 | 0
2018-06-15 | 5 | 23 | Summer: Off-Peak |  | 50 | Neither | 0 | 0.94451 | 1.0078 | 0 | 4.0352 | 0 | 3.6783 | 0 | 0 | 1.0298 | 1.1856 | 0 | 0
2018-06-16 | 6 | 0 | Summer: Off-Peak |  | 50 | Neither | 0 | 0.97482 | 0.98855 | 0 | 4.0352 | 0 | 3.6783 | 0 | 0 | 0.90669 | 1.0113 | 0 | 0
2018-06-16 | 6 | 1 | Summer: Off-Peak |  | 48 | Neither | 0 | 1.0122 | 0.98855 | 0 | 3.9631 | 0 | 3.5525 | 0 | 0 | 0.81803 | 1.0113 | 0 | 0
2018-06-16 | 6 | 2 | Summer: Off-Peak |  | 48 | Neither | 0 | 1.051 | 0.98855 | 0 | 3.9631 | 0 | 3.5525 | 0 | 0 | 0.74508 | 1.0113 | 0 | 0
2018-06-16 | 6 | 3 | Summer: Off-Peak |  | 48 | Neither | 0 | 1.0924 | 0.98855 | 0 | 3.9631 | 0 | 3.5525 | 0 | 0 | 0.69159 | 1.0113 | 0 | 0
2018-06-16 | 6 | 4 | Summer: Off-Peak |  | 48 | Neither | 0 | 1.1348 | 0.98855 | 0 | 3.9631 | 0 | 3.5525 | 0 | 0 | 0.64739 | 1.0113 | 0 | 0
2018-06-16 | 6 | 5 | Summer: Off-Peak |  | 50 | Neither | 0 | 1.1636 | 0.98855 | 0 | 4.0352 | 0 | 3.6783 | 0 | 0 | 0.7214 | 1.0113 | 0 | 0
2018-06-16 | 6 | 6 | Summer: Off-Peak |  | 54 | Neither | 0 | 1.2084 | 0.98855 | 0 | 4.156 | 0 | 3.9259 | 0 | 0 | 0.87787 | 1.0113 | 0 | 0
2018-06-16 | 6 | 7 | Summer: Off-Peak |  | 59 | Neither | 0 | 1.1637 | 0.98855 | 0 | 4.3182 | 0 | 4.2356 | 0 | 0 | 0.97331 | 1.0113 | 0 | 0
2018-06-16 | 6 | 8 | Summer: Off-Peak |  | 63 | Neither | 0 | 1.0942 | 0.98855 | 0 | 4.3818 | 0 | 4.3586 | 0 | 0 | 0.9494 | 1.0113 | 0 | 0
2018-06-16 | 6 | 9 | Summer: Off-Peak |  | 64 | Neither | 0 | 1.0343 | 0.98855 | 0 | 4.3818 | 0 | 4.3586 | 0 | 0 | 0.84085 | 1.0113 | 0 | 0
2018-06-16 | 6 | 10 | Summer: Off-Peak |  | 66 | Neither | 0 | 0.98112 | 0.98855 | 0 | 4.3818 | 0 | 4.3586 | 0 | 0 | 0.74504 | 1.0113 | 0 | 0
2018-06-16 | 6 | 11 | Summer: Off-Peak |  | 66 | Neither | 0 | 0.94956 | 0.98855 | 0 | 4.3818 | 0 | 4.3586 | 0 | 0 | 0.72851 | 1.0113 | 0 | 0
2018-06-16 | 6 | 12 | Summer: Off-Peak |  | 64 | Neither | 0 | 0.91648 | 0.98855 | 0 | 4.3818 | 0 | 4.3586 | 0 | 0 | 0.75911 | 1.0113 | 0 | 0
2018-06-16 | 6 | 13 | Summer: Off-Peak |  | 63 | Neither | 0 | 0.9004 | 0.98855 | 0 | 4.3818 | 0 | 4.3586 | 0 | 0 | 0.79116 | 1.0113 | 0 | 0
2018-06-16 | 6 | 14 | Summer: Off-Peak |  | 63 | Neither | 0 | 0.86033 | 0.98855 | 0 | 4.3818 | 0 | 4.3586 | 0 | 0 | 0.84356 | 1.0113 | 0 | 0
2018-06-16 | 6 | 15 | Summer: Off-Peak |  | 64 | Neither | 0 | 0.85755 | 0.98855 | 0 | 4.3818 | 0 | 4.3586 | 0 | 0 | 0.96593 | 1.0113 | 0 | 0
2018-06-16 | 6 | 16 | Summer: Off-Peak |  | 63 | Neither | 0 | 0.88345 | 0.98855 | 0 | 4.3818 | 0 | 4.3586 | 0 | 0 | 1.1649 | 1.0113 | 0 | 0
2018-06-16 | 6 | 17 | Summer: Off-Peak |  | 64 | Neither | 0 | 0.94026 | 0.98855 | 0 | 4.3818 | 0 | 4.3586 | 0 | 0 | 1.3522 | 1.0113 | 0 | 0
2018-06-16 | 6 | 18 | Summer: Off-Peak |  | 64 | Neither | 0 | 0.98182 | 0.98855 | 0 | 4.3818 | 0 | 4.3586 | 0 | 0 | 1.5599 | 1.0113 | 0 | 0
2018-06-16 | 6 | 19 | Summer: Off-Peak |  | 64 | Neither | 0 | 0.98419 | 0.98855 | 0 | 4.3818 | 0 | 4.3586 | 0 | 0 | 1.6764 | 1.0113 | 0 | 0
2018-06-16 | 6 | 20 | Summer: Off-Peak |  | 61 | Neither | 0 | 0.97072 | 0.98855 | 0 | 4.3818 | 0 | 4.3586 | 0 | 0 | 1.5244 | 1.0113 | 0 | 0
2018-06-16 | 6 | 21 | Summer: Off-Peak |  | 59 | Neither | 0 | 0.95751 | 0.98855 | 0 | 4.3182 | 0 | 4.2356 | 0 | 0 | 1.4449 | 1.0113 | 0 | 0
2018-06-16 | 6 | 22 | Summer: Off-Peak |  | 59 | Neither | 0 | 0.94265 | 0.98855 | 0 | 4.3182 | 0 | 4.2356 | 0 | 0 | 1.2427 | 1.0113 | 0 | 0
2018-06-16 | 6 | 23 | Summer: Off-Peak |  | 59 | Neither | 0 | 0.94451 | 0.98855 | 0 | 4.3182 | 0 | 4.2356 | 0 | 0 | 1.0298 | 1.0113 | 0 | 0
2018-06-17 | 7 | 0 | Summer: Off-Peak |  | 59 | Cooling | 0 | 0.97482 | 0.93761 | 0 | 4.3182 | 0 | 4.2356 | 0 | 0.025 | 0.90669 | 1.0096 | 0.022885 | 0.022885
2018-06-17 | 7 | 1 | Summer: Off-Peak |  | 61 | Cooling | 0 | 1.0122 | 0.93761 | 0 | 4.3818 | 0 | 4.3586 | 0 | 0.045165 | 0.81803 | 1.0096 | 0.037302 | 0.037302
2018-06-17 | 7 | 2 | Summer: Off-Peak |  | 61 | Cooling | 0 | 1.051 | 0.93761 | 0 | 4.3818 | 0 | 4.3586 | 0 | 0.045165 | 0.74508 | 1.0096 | 0.033975 | 0.033975
2018-06-17 | 7 | 3 | Summer: Off-Peak |  | 64 | Cooling | 0 | 1.0924 | 0.93761 | 0 | 4.3818 | 0 | 4.3586 | 0 | 0.038036 | 0.69159 | 1.0096 | 0.026559 | 0.026559
2018-06-17 | 7 | 4 | Summer: Off-Peak |  | 63 | Cooling | 0 | 1.1348 | 0.93761 | 0 | 4.3818 | 0 | 4.3586 | 0 | 0.039789 | 0.64739 | 1.0096 | 0.026007 | 0.026007
2018-06-17 | 7 | 5 | Summer: Off-Peak |  | 61 | Cooling | 0 | 1.1636 | 0.93761 | 0 | 4.3818 | 0 | 4.3586 | 0 | 0.045165 | 0.7214 | 1.0096 | 0.032895 | 0.032895
2018-06-17 | 7 | 6 | Summer: Off-Peak |  | 61 | Cooling | 0 | 1.2084 | 0.93761 | 0 | 4.3818 | 0 | 4.3586 | 0 | 0.045165 | 0.87787 | 1.0096 | 0.04003 | 0.04003
2018-06-17 | 7 | 7 | Summer: Off-Peak |  | 57 | Cooling | 0 | 1.1637 | 0.93761 | 0 | 4.2531 | 0 | 4.112 | 0 | 0.025 | 0.97331 | 1.0096 | 0.024567 | 0.024567
2018-06-17 | 7 | 8 | Summer: Off-Peak |  | 57 | Cooling | 0 | 1.0942 | 0.93761 | 0 | 4.2531 | 0 | 4.112 | 0 | 0.025 | 0.9494 | 1.0096 | 0.023963 | 0.023963
2018-06-17 | 7 | 9 | Summer: Off-Peak |  | 59 | Cooling | 0 | 1.0343 | 0.93761 | 0 | 4.3182 | 0 | 4.2356 | 0 | 0.025 | 0.84085 | 1.0096 | 0.021223 | 0.021223
2018-06-17 | 7 | 10 | Summer: Off-Peak |  | 61 | Cooling | 0 | 0.98112 | 0.93761 | 0 | 4.3818 | 0 | 4.3586 | 0 | 0.045165 | 0.74504 | 1.0096 | 0.033973 | 0.033973
2018-06-17 | 7 | 11 | Summer: Off-Peak |  | 59 | Cooling | 0 | 0.94956 | 0.93761 | 0 | 4.3182 | 0 | 4.2356 | 0 | 0.025 | 0.72851 | 1.0096 | 0.018388 | 0.018388
2018-06-17 | 7 | 12 | Summer: Off-Peak |  | 57 | Cooling | 0 | 0.91648 | 0.93761 | 0 | 4.2531 | 0 | 4.112 | 0 | 0.025 | 0.75911 | 1.0096 | 0.01916 | 0.01916
2018-06-17 | 7 | 13 | Summer: Off-Peak |  | 57 | Cooling | 0 | 0.9004 | 0.93761 | 0 | 4.2531 | 0 | 4.112 | 0 | 0.025 | 0.79116 | 1.0096 | 0.019969 | 0.019969
2018-06-17 | 7 | 14 | Summer: Off-Peak |  | 57 | Cooling | 0 | 0.86033 | 0.93761 | 0 | 4.2531 | 0 | 4.112 | 0 | 0.025 | 0.84356 | 1.0096 | 0.021292 | 0.021292
2018-06-17 | 7 | 15 | Summer: Off-Peak |  | 61 | Cooling | 0 | 0.85755 | 0.93761 | 0 | 4.3818 | 0 | 4.3586 | 0 | 0.045165 | 0.96593 | 1.0096 | 0.044045 | 0.044045
2018-06-17 | 7 | 16 | Summer: Off-Peak |  | 64 | Cooling | 0 | 0.88345 | 0.93761 | 0 | 4.3818 | 0 | 4.3586 | 0 | 0.038036 | 1.1649 | 1.0096 | 0.044736 | 0.044736
2018-06-17 | 7 | 17 | Summer: Off-Peak |  | 66 | Cooling | 0 | 0.94026 | 0.93761 | 0 | 4.3818 | 0 | 4.3586 | 0 | 0.0364 | 1.3522 | 1.0096 | 0.049692 | 0.049692
2018-06-17 | 7 | 18 | Summer: Off-Peak |  | 66 | Cooling | 0 | 0.98182 | 0.93761 | 0 | 4.3818 | 0 | 4.3586 | 0 | 0.0364 | 1.5599 | 1.0096 | 0.057326 | 0.057326
2018-06-17 | 7 | 19 | Summer: Off-Peak |  | 64 | Cooling | 0 | 0.98419 | 0.93761 | 0 | 4.3818 | 0 | 4.3586 | 0 | 0.038036 | 1.6764 | 1.0096 | 0.064379 | 0.064379
2018-06-17 | 7 | 20 | Summer: Off-Peak |  | 59 | Cooling | 0 | 0.97072 | 0.93761 | 0 | 4.3182 | 0 | 4.2356 | 0 | 0.025 | 1.5244 | 1.0096 | 0.038476 | 0.038476
2018-06-17 | 7 | 21 | Summer: Off-Peak |  | 57 | Cooling | 0 | 0.95751 | 0.93761 | 0 | 4.2531 | 0 | 4.112 | 0 | 0.025 | 1.4449 | 1.0096 | 0.036469 | 0.036469
2018-06-17 | 7 | 22 | Summer: Off-Peak |  | 55 | Cooling | 0 | 0.94265 | 0.93761 | 0 | 4.1851 | 0 | 3.9877 | 0 | 0.025 | 1.2427 | 1.0096 | 0.031367 | 0.031367
2018-06-17 | 7 | 23 | Summer: Off-Peak |  | 55 | Cooling | 0 | 0.94451 | 0.93761 | 0 | 4.1851 | 0 | 3.9877 | 0 | 0.025 | 1.0298 | 1.0096 | 0.025991 | 0.025991
2018-06-18 | 1 | 0 | Summer: Off-Peak |  | 54 | Cooling | 0 | 0.97482 | 1.0177 | 0 | 4.156 | 0 | 3.9259 | 0 | 0.025 | 0.90669 | 0.9441 | 0.0214 | 0.0214
2018-06-18 | 1 | 1 | Summer: Off-Peak |  | 52 | Cooling | 0 | 1.0122 | 1.0177 | 0 | 4.0951 | 0 | 3.8021 | 0 | 0.025 | 0.81803 | 0.9441 | 0.019308 | 0.019308
2018-06-18 | 1 | 2 | Summer: Off-Peak |  | 52 | Cooling | 0 | 1.051 | 1.0177 | 0 | 4.0951 | 0 | 3.8021 | 0 | 0.025 | 0.74508 | 0.9441 | 0.017586 | 0.017586
2018-06-18 | 1 | 3 | Summer: Off-Peak |  | 52 | Cooling | 0 | 1.0924 | 1.0177 | 0 | 4.0951 | 0 | 3.8021 | 0 | 0.025 | 0.69159 | 0.9441 | 0.016323 | 0.016323
2018-06-18 | 1 | 4 | Summer: Off-Peak |  | 52 | Cooling | 0 | 1.1348 | 1.0177 | 0 | 4.0951 | 0 | 3.8021 | 0 | 0.025 | 0.64739 | 0.9441 | 0.01528 | 0.01528
2018-06-18 | 1 | 5 | Summer: Off-Peak |  | 50 | Cooling | 0 | 1.1636 | 1.0177 | 0 | 4.0352 | 0 | 3.6783 | 0 | 0.025 | 0.7214 | 0.9441 | 0.017027 | 0.017027
2018-06-18 | 1 | 6 | Summer: Off-Peak |  | 54 | Cooling | 0 | 1.2084 | 1.0177 | 0 | 4.156 | 0 | 3.9259 | 0 | 0.025 | 0.87787 | 0.9441 | 0.02072 | 0.02072
2018-06-18 | 1 | 7 | Summer: On-Peak |  | 61 | Cooling | 0 | 1.1637 | 1.0177 | 0 | 4.3818 | 0 | 4.3586 | 0 | 0.045165 | 0.97331 | 0.9441 | 0.041502 | 0.041502
2018-06-18 | 1 | 8 | Summer: On-Peak |  | 64 | Cooling | 0 | 1.0942 | 1.0177 | 0 | 4.3818 | 0 | 4.3586 | 0 | 0.038036 | 0.9494 | 0.9441 | 0.034093 | 0.034093
2018-06-18 | 1 | 9 | Summer: On-Peak |  | 68 | Cooling | 0 | 1.0343 | 1.0177 | 0 | 4.3818 | 0 | 4.3586 | 0 | 0.037256 | 0.84085 | 0.9441 | 0.029575 | 0.029575
2018-06-18 | 1 | 10 | Summer: On-Peak |  | 72 | Cooling | 0 | 0.98112 | 1.0177 | 0 | #N/A | 0 | #N/A | 0 | 0.046446 | 0.74504 | 0.9441 | 0.032669 | 0.032669
2018-06-18 | 1 | 11 | Summer: On-Peak |  | 75 | Cooling | 0 | 0.94956 | 1.0177 | 0 | #N/A | 0 | #N/A | 0 | 0.059881 | 0.72851 | 0.9441 | 0.041185 | 0.041185
2018-06-18 | 1 | 12 | Summer: On-Peak |  | 79 | Cooling | 0 | 0.91648 | 1.0177 | 0 | #N/A | 0 | #N/A | 0 | 0.086518 | 0.75911 | 0.9441 | 0.062005 | 0.062005
2018-06-18 | 1 | 13 | Summer: On-Peak | Summer | 79 | Cooling | 0 | 0.9004 | 1.0177 | 0 | #N/A | 0 | #N/A | 0 | 0.086518 | 0.79116 | 0.9441 | 0.064623 | 0.064623
2018-06-18 | 1 | 14 | Summer: On-Peak | Summer | 81 | Cooling | 0 | 0.86033 | 1.0177 | 0 | #N/A | 0 | #N/A | 0 | 0.10358 | 0.84356 | 0.9441 | 0.082487 | 0.082487
2018-06-18 | 1 | 15 | Summer: On-Peak | Summer | 81 | Cooling | 0 | 0.85755 | 1.0177 | 0 | #N/A | 0 | #N/A | 0 | 0.10358 | 0.96593 | 0.9441 | 0.094453 | 0.094453
2018-06-18 | 1 | 16 | Summer: On-Peak | Summer | 81 | Cooling | 0 | 0.88345 | 1.0177 | 0 | #N/A | 0 | #N/A | 0 | 0.10358 | 1.1649 | 0.9441 | 0.11391 | 0.11391
2018-06-18 | 1 | 17 | Summer: On-Peak |  | 81 | Cooling | 0 | 0.94026 | 1.0177 | 0 | #N/A | 0 | #N/A | 0 | 0.10358 | 1.3522 | 0.9441 | 0.13222 | 0.13222
2018-06-18 | 1 | 18 | Summer: On-Peak |  | 79 | Cooling | 0 | 0.98182 | 1.0177 | 0 | #N/A | 0 | #N/A | 0 | 0.086518 | 1.5599 | 0.9441 | 0.12741 | 0.12741
2018-06-18 | 1 | 19 | Summer: On-Peak |  | 73 | Cooling | 0 | 0.98419 | 1.0177 | 0 | #N/A | 0 | #N/A | 0 | 0.050301 | 1.6764 | 0.9441 | 0.079612 | 0.079612
2018-06-18 | 1 | 20 | Summer: On-Peak |  | 68 | Cooling | 0 | 0.97072 | 1.0177 | 0 | 4.3818 | 0 | 4.3586 | 0 | 0.037256 | 1.5244 | 0.9441 | 0.053617 | 0.053617
2018-06-18 | 1 | 21 | Summer: On-Peak |  | 66 | Cooling | 0 | 0.95751 | 1.0177 | 0 | 4.3818 | 0 | 4.3586 | 0 | 0.0364 | 1.4449 | 0.9441 | 0.049653 | 0.049653
2018-06-18 | 1 | 22 | Summer: On-Peak |  | 64 | Cooling | 0 | 0.94265 | 1.0177 | 0 | 4.3818 | 0 | 4.3586 | 0 | 0.038036 | 1.2427 | 0.9441 | 0.044626 | 0.044626
2018-06-18 | 1 | 23 | Summer: Off-Peak |  | 61 | Cooling | 0 | 0.94451 | 1.0177 | 0 | 4.3818 | 0 | 4.3586 | 0 | 0.045165 | 1.0298 | 0.9441 | 0.043908 | 0.043908
2018-06-19 | 2 | 0 | Summer: Off-Peak |  | 59 | Cooling | 0 | 0.97482 | 1.02 | 0 | 4.3182 | 0 | 4.2356 | 0 | 0.025 | 0.90669 | 0.83669 | 0.018965 | 0.018965
2018-06-19 | 2 | 1 | Summer: Off-Peak |  | 59 | Cooling | 0 | 1.0122 | 1.02 | 0 | 4.3182 | 0 | 4.2356 | 0 | 0.025 | 0.81803 | 0.83669 | 0.017111 | 0.017111
2018-06-19 | 2 | 2 | Summer: Off-Peak |  | 57 | Cooling | 0 | 1.051 | 1.02 | 0 | 4.2531 | 0 | 4.112 | 0 | 0.025 | 0.74508 | 0.83669 | 0.015585 | 0.015585
2018-06-19 | 2 | 3 | Summer: Off-Peak |  | 57 | Cooling | 0 | 1.0924 | 1.02 | 0 | 4.2531 | 0 | 4.112 | 0 | 0.025 | 0.69159 | 0.83669 | 0.014466 | 0.014466
2018-06-19 | 2 | 4 | Summer: Off-Peak |  | 57 | Cooling | 0 | 1.1348 | 1.02 | 0 | 4.2531 | 0 | 4.112 | 0 | 0.025 | 0.64739 | 0.83669 | 0.013541 | 0.013541
2018-06-19 | 2 | 5 | Summer: Off-Peak |  | 57 | Cooling | 0 | 1.1636 | 1.02 | 0 | 4.2531 | 0 | 4.112 | 0 | 0.025 | 0.7214 | 0.83669 | 0.01509 | 0.01509
2018-06-19 | 2 | 6 | Summer: Off-Peak |  | 64 | Cooling | 0 | 1.2084 | 1.02 | 0 | 4.3818 | 0 | 4.3586 | 0 | 0.038036 | 0.87787 | 0.83669 | 0.027938 | 0.027938
2018-06-19 | 2 | 7 | Summer: On-Peak |  | 70 | Cooling | 0 | 1.1637 | 1.02 | 0 | 4.3818 | 0 | 4.3586 | 0 | 0.040605 | 0.97331 | 0.83669 | 0.033067 | 0.033067
2018-06-19 | 2 | 8 | Summer: On-Peak |  | 73 | Cooling | 0 | 1.0942 | 1.02 | 0 | #N/A | 0 | #N/A | 0 | 0.050301 | 0.9494 | 0.83669 | 0.039956 | 0.039956
2018-06-19 | 2 | 9 | Summer: On-Peak |  | 75 | Cooling | 0 | 1.0343 | 1.02 | 0 | #N/A | 0 | #N/A | 0 | 0.059881 | 0.84085 | 0.83669 | 0.042128 | 0.042128
2018-06-19 | 2 | 10 | Summer: On-Peak |  | 79 | Cooling | 0 | 0.98112 | 1.02 | 0 | #N/A | 0 | #N/A | 0 | 0.086518 | 0.74504 | 0.83669 | 0.053932 | 0.053932
2018-06-19 | 2 | 11 | Summer: On-Peak |  | 81 | Cooling | 0 | 0.94956 | 1.02 | 0 | #N/A | 0 | #N/A | 0 | 0.10358 | 0.72851 | 0.83669 | 0.063132 | 0.063132
2018-06-19 | 2 | 12 | Summer: On-Peak |  | 81 | Cooling | 0 | 0.91648 | 1.02 | 0 | #N/A | 0 | #N/A | 0 | 0.10358 | 0.75911 | 0.83669 | 0.065784 | 0.065784
2018-06-19 | 2 | 13 | Summer: On-Peak | Summer | 82 | Cooling | 0 | 0.9004 | 1.02 | 0 | #N/A | 0 | #N/A | 0 | 0.11304 | 0.79116 | 0.83669 | 0.074826 | 0.074826
2018-06-19 | 2 | 14 | Summer: On-Peak | Summer | 84 | Cooling | 0 | 0.86033 | 1.02 | 0 | #N/A | 0 | #N/A | 0 | 0.13383 | 0.84356 | 0.83669 | 0.094459 | 0.094459
2018-06-19 | 2 | 15 | Summer: On-Peak | Summer | 82 | Cooling | 0 | 0.85755 | 1.02 | 0 | #N/A | 0 | #N/A | 0 | 0.11304 | 0.96593 | 0.83669 | 0.091355 | 0.091355
2018-06-19 | 2 | 16 | Summer: On-Peak | Summer | 81 | Cooling | 0 | 0.88345 | 1.02 | 0 | #N/A | 0 | #N/A | 0 | 0.10358 | 1.1649 | 0.83669 | 0.10095 | 0.10095
2018-06-19 | 2 | 17 | Summer: On-Peak |  | 81 | Cooling | 0 | 0.94026 | 1.02 | 0 | #N/A | 0 | #N/A | 0 | 0.10358 | 1.3522 | 0.83669 | 0.11718 | 0.11718
2018-06-19 | 2 | 18 | Summer: On-Peak |  | 79 | Cooling | 0 | 0.98182 | 1.02 | 0 | #N/A | 0 | #N/A | 0 | 0.086518 | 1.5599 | 0.83669 | 0.11292 | 0.11292
2018-06-19 | 2 | 19 | Summer: On-Peak |  | 73 | Cooling | 0 | 0.98419 | 1.02 | 0 | #N/A | 0 | #N/A | 0 | 0.050301 | 1.6764 | 0.83669 | 0.070554 | 0.070554
2018-06-19 | 2 | 20 | Summer: On-Peak |  | 72 | Cooling | 0 | 0.97072 | 1.02 | 0 | #N/A | 0 | #N/A | 0 | 0.046446 | 1.5244 | 0.83669 | 0.059238 | 0.059238
2018-06-19 | 2 | 21 | Summer: On-Peak |  | 70 | Cooling | 0 | 0.95751 | 1.02 | 0 | 4.3818 | 0 | 4.3586 | 0 | 0.040605 | 1.4449 | 0.83669 | 0.049087 | 0.049087
2018-06-19 | 2 | 22 | Summer: On-Peak |  | 72 | Cooling | 0 | 0.94265 | 1.02 | 0 | #N/A | 0 | #N/A | 0 | 0.046446 | 1.2427 | 0.83669 | 0.048292 | 0.048292
2018-06-19 | 2 | 23 | Summer: Off-Peak |  | 70 | Cooling | 0 | 0.94451 | 1.02 | 0 | 4.3818 | 0 | 4.3586 | 0 | 0.040605 | 1.0298 | 0.83669 | 0.034984 | 0.034984
2018-06-20 | 3 | 0 | Summer: Off-Peak |  | 70 | Cooling | 0 | 0.97482 | 1.0263 | 0 | 4.3818 | 0 | 4.3586 | 0 | 0.040605 | 0.90669 | 0.94211 | 0.034684 | 0.034684
2018-06-20 | 3 | 1 | Summer: Off-Peak |  | 68 | Cooling | 0 | 1.0122 | 1.0263 | 0 | 4.3818 | 0 | 4.3586 | 0 | 0.037256 | 0.81803 | 0.94211 | 0.028712 | 0.028712
2018-06-20 | 3 | 2 | Summer: Off-Peak |  | 70 | Cooling | 0 | 1.051 | 1.0263 | 0 | 4.3818 | 0 | 4.3586 | 0 | 0.040605 | 0.74508 | 0.94211 | 0.028502 | 0.028502
2018-06-20 | 3 | 3 | Summer: Off-Peak |  | 66 | Cooling | 0 | 1.0924 | 1.0263 | 0 | 4.3818 | 0 | 4.3586 | 0 | 0.0364 | 0.69159 | 0.94211 | 0.023717 | 0.023717
2018-06-20 | 3 | 4 | Summer: Off-Peak |  | 66 | Cooling | 0 | 1.1348 | 1.0263 | 0 | 4.3818 | 0 | 4.3586 | 0 | 0.0364 | 0.64739 | 0.94211 | 0.022201 | 0.022201
2018-06-20 | 3 | 5 | Summer: Off-Peak |  | 66 | Cooling | 0 | 1.1636 | 1.0263 | 0 | 4.3818 | 0 | 4.3586 | 0 | 0.0364 | 0.7214 | 0.94211 | 0.024739 | 0.024739
2018-06-20 | 3 | 6 | Summer: Off-Peak |  | 70 | Cooling | 0 | 1.2084 | 1.0263 | 0 | 4.3818 | 0 | 4.3586 | 0 | 0.040605 | 0.87787 | 0.94211 | 0.033582 | 0.033582
2018-06-20 | 3 | 7 | Summer: On-Peak |  | 72 | Cooling | 0 | 1.1637 | 1.0263 | 0 | #N/A | 0 | #N/A | 0 | 0.046446 | 0.97331 | 0.94211 | 0.042589 | 0.042589
2018-06-20 | 3 | 8 | Summer: On-Peak |  | 73 | Cooling | 0 | 1.0942 | 1.0263 | 0 | #N/A | 0 | #N/A | 0 | 0.050301 | 0.9494 | 0.94211 | 0.044991 | 0.044991
2018-06-20 | 3 | 9 | Summer: On-Peak |  | 75 | Cooling | 0 | 1.0343 | 1.0263 | 0 | #N/A | 0 | #N/A | 0 | 0.059881 | 0.84085 | 0.94211 | 0.047436 | 0.047436
2018-06-20 | 3 | 10 | Summer: On-Peak |  | 79 | Cooling | 0 | 0.98112 | 1.0263 | 0 | #N/A | 0 | #N/A | 0 | 0.086518 | 0.74504 | 0.94211 | 0.060728 | 0.060728
2018-06-20 | 3 | 11 | Summer: On-Peak |  | 79 | Cooling | 0 | 0.94956 | 1.0263 | 0 | #N/A | 0 | #N/A | 0 | 0.086518 | 0.72851 | 0.94211 | 0.05938 | 0.05938
2018-06-20 | 3 | 12 | Summer: On-Peak |  | 72 | Cooling | 0 | 0.91648 | 1.0263 | 0 | #N/A | 0 | #N/A | 0 | 0.046446 | 0.75911 | 0.94211 | 0.033216 | 0.033216
2018-06-20 | 3 | 13 | Summer: On-Peak | Summer | 82 | Cooling | 0 | 0.9004 | 1.0263 | 0 | #N/A | 0 | #N/A | 0 | 0.11304 | 0.79116 | 0.94211 | 0.084254 | 0.084254
2018-06-20 | 3 | 14 | Summer: On-Peak | Summer | 82 | Cooling | 0 | 0.86033 | 1.0263 | 0 | #N/A | 0 | #N/A | 0 | 0.11304 | 0.84356 | 0.94211 | 0.089834 | 0.089834
2018-06-20 | 3 | 15 | Summer: On-Peak | Summer | 75 | Cooling | 0 | 0.85755 | 1.0263 | 0 | #N/A | 0 | #N/A | 0 | 0.059881 | 0.96593 | 0.94211 | 0.054492 | 0.054492
2018-06-20 | 3 | 16 | Summer: On-Peak | Summer | 79 | Cooling | 0 | 0.88345 | 1.0263 | 0 | #N/A | 0 | #N/A | 0 | 0.086518 | 1.1649 | 0.94211 | 0.094953 | 0.094953
2018-06-20 | 3 | 17 | Summer: On-Peak |  | 79 | Cooling | 0 | 0.94026 | 1.0263 | 0 | #N/A | 0 | #N/A | 0 | 0.086518 | 1.3522 | 0.94211 | 0.11021 | 0.11021
2018-06-20 | 3 | 18 | Summer: On-Peak |  | 79 | Cooling | 0 | 0.98182 | 1.0263 | 0 | #N/A | 0 | #N/A | 0 | 0.086518 | 1.5599 | 0.94211 | 0.12715 | 0.12715
2018-06-20 | 3 | 19 | Summer: On-Peak |  | 75 | Cooling | 0 | 0.98419 | 1.0263 | 0 | #N/A | 0 | #N/A | 0 | 0.059881 | 1.6764 | 0.94211 | 0.094574 | 0.094574
2018-06-20 | 3 | 20 | Summer: On-Peak |  | 68 | Cooling | 0 | 0.97072 | 1.0263 | 0 | 4.3818 | 0 | 4.3586 | 0 | 0.037256 | 1.5244 | 0.94211 | 0.053504 | 0.053504
2018-06-20 | 3 | 21 | Summer: On-Peak |  | 66 | Cooling | 0 | 0.95751 | 1.0263 | 0 | 4.3818 | 0 | 4.3586 | 0 | 0.0364 | 1.4449 | 0.94211 | 0.049548 | 0.049548
2018-06-20 | 3 | 22 | Summer: On-Peak |  | 64 | Cooling | 0 | 0.94265 | 1.0263 | 0 | 4.3818 | 0 | 4.3586 | 0 | 0.038036 | 1.2427 | 0.94211 | 0.044532 | 0.044532
2018-06-20 | 3 | 23 | Summer: Off-Peak |  | 64 | Cooling | 0 | 0.94451 | 1.0263 | 0 | 4.3818 | 0 | 4.3586 | 0 | 0.038036 | 1.0298 | 0.94211 | 0.036901 | 0.036901
2018-06-21 | 4 | 0 | Summer: Off-Peak |  | 64 | Cooling | 0 | 0.97482 | 1.002 | 0 | 4.3818 | 0 | 4.3586 | 0 | 0.038036 | 0.90669 | 1.0706 | 0.036921 | 0.036921
2018-06-21 | 4 | 1 | Summer: Off-Peak |  | 63 | Cooling | 0 | 1.0122 | 1.002 | 0 | 4.3818 | 0 | 4.3586 | 0 | 0.039789 | 0.81803 | 1.0706 | 0.034846 | 0.034846
2018-06-21 | 4 | 2 | Summer: Off-Peak |  | 63 | Cooling | 0 | 1.051 | 1.002 | 0 | 4.3818 | 0 | 4.3586 | 0 | 0.039789 | 0.74508 | 1.0706 | 0.031738 | 0.031738
2018-06-21 | 4 | 3 | Summer: Off-Peak |  | 63 | Cooling | 0 | 1.0924 | 1.002 | 0 | 4.3818 | 0 | 4.3586 | 0 | 0.039789 | 0.69159 | 1.0706 | 0.02946 | 0.02946
2018-06-21 | 4 | 4 | Summer: Off-Peak |  | 63 | Cooling | 0 | 1.1348 | 1.002 | 0 | 4.3818 | 0 | 4.3586 | 0 | 0.039789 | 0.64739 | 1.0706 | 0.027577 | 0.027577
2018-06-21 | 4 | 5 | Summer: Off-Peak |  | 63 | Cooling | 0 | 1.1636 | 1.002 | 0 | 4.3818 | 0 | 4.3586 | 0 | 0.039789 | 0.7214 | 1.0706 | 0.030729 | 0.030729
2018-06-21 | 4 | 6 | Summer: Off-Peak |  | 64 | Cooling | 0 | 1.2084 | 1.002 | 0 | 4.3818 | 0 | 4.3586 | 0 | 0.038036 | 0.87787 | 1.0706 | 0.035747 | 0.035747
2018-06-21 | 4 | 7 | Summer: On-Peak |  | 68 | Cooling | 0 | 1.1637 | 1.002 | 0 | 4.3818 | 0 | 4.3586 | 0 | 0.037256 | 0.97331 | 1.0706 | 0.038821 | 0.038821
2018-06-21 | 4 | 8 | Summer: On-Peak |  | 70 | Cooling | 0 | 1.0942 | 1.002 | 0 | 4.3818 | 0 | 4.3586 | 0 | 0.040605 | 0.9494 | 1.0706 | 0.04127 | 0.04127
2018-06-21 | 4 | 9 | Summer: On-Peak |  | 70 | Cooling | 0 | 1.0343 | 1.002 | 0 | 4.3818 | 0 | 4.3586 | 0 | 0.040605 | 0.84085 | 1.0706 | 0.036552 | 0.036552
2018-06-21 | 4 | 10 | Summer: On-Peak |  | 73 | Cooling | 0 | 0.98112 | 1.002 | 0 | #N/A | 0 | #N/A | 0 | 0.050301 | 0.74504 | 1.0706 | 0.040121 | 0.040121
2018-06-21 | 4 | 11 | Summer: On-Peak |  | 75 | Cooling | 0 | 0.94956 | 1.002 | 0 | #N/A | 0 | #N/A | 0 | 0.059881 | 0.72851 | 1.0706 | 0.046702 | 0.046702
2018-06-21 | 4 | 12 | Summer: On-Peak |  | 75 | Cooling | 0 | 0.91648 | 1.002 | 0 | #N/A | 0 | #N/A | 0 | 0.059881 | 0.75911 | 1.0706 | 0.048664 | 0.048664
2018-06-21 | 4 | 13 | Summer: On-Peak | Summer | 77 | Cooling | 0 | 0.9004 | 1.002 | 0 | #N/A | 0 | #N/A | 0 | 0.071953 | 0.79116 | 1.0706 | 0.060943 | 0.060943
2018-06-21 | 4 | 14 | Summer: On-Peak | Summer | 79 | Cooling | 0 | 0.86033 | 1.002 | 0 | #N/A | 0 | #N/A | 0 | 0.086518 | 0.84356 | 1.0706 | 0.078133 | 0.078133
2018-06-21 | 4 | 15 | Summer: On-Peak | Summer | 77 | Cooling | 0 | 0.85755 | 1.002 | 0 | #N/A | 0 | #N/A | 0 | 0.071953 | 0.96593 | 1.0706 | 0.074406 | 0.074406
2018-06-21 | 4 | 16 | Summer: On-Peak | Summer | 79 | Cooling | 0 | 0.88345 | 1.002 | 0 | #N/A | 0 | #N/A | 0 | 0.086518 | 1.1649 | 1.0706 | 0.1079 | 0.1079
2018-06-21 | 4 | 17 | Summer: On-Peak |  | 77 | Cooling | 0 | 0.94026 | 1.002 | 0 | #N/A | 0 | #N/A | 0 | 0.071953 | 1.3522 | 1.0706 | 0.10416 | 0.10416
2018-06-21 | 4 | 18 | Summer: On-Peak |  | 75 | Cooling | 0 | 0.98182 | 1.002 | 0 | #N/A | 0 | #N/A | 0 | 0.059881 | 1.5599 | 1.0706 | 0.099999 | 0.099999
2018-06-21 | 4 | 19 | Summer: On-Peak |  | 72 | Cooling | 0 | 0.98419 | 1.002 | 0 | #N/A | 0 | #N/A | 0 | 0.046446 | 1.6764 | 1.0706 | 0.083357 | 0.083357
2018-06-21 | 4 | 20 | Summer: On-Peak |  | 66 | Cooling | 0 | 0.97072 | 1.002 | 0 | 4.3818 | 0 | 4.3586 | 0 | 0.0364 | 1.5244 | 1.0706 | 0.059403 | 0.059403
2018-06-21 | 4 | 21 | Summer: On-Peak |  | 63 | Cooling | 0 | 0.95751 | 1.002 | 0 | 4.3818 | 0 | 4.3586 | 0 | 0.039789 | 1.4449 | 1.0706 | 0.061547 | 0.061547
2018-06-21 | 4 | 22 | Summer: On-Peak |  | 61 | Cooling | 0 | 0.94265 | 1.002 | 0 | 4.3818 | 0 | 4.3586 | 0 | 0.045165 | 1.2427 | 1.0706 | 0.060087 | 0.060087
2018-06-21 | 4 | 23 | Summer: Off-Peak |  | 57 | Cooling | 0 | 0.94451 | 1.002 | 0 | 4.2531 | 0 | 4.112 | 0 | 0.025 | 1.0298 | 1.0706 | 0.02756 | 0.02756
2018-06-22 | 5 | 0 | Summer: Off-Peak |  | 57 | Cooling | 0 | 0.97482 | 1.0078 | 0 | 4.2531 | 0 | 4.112 | 0 | 0.025 | 0.90669 | 1.1856 | 0.026875 | 0.026875
2018-06-22 | 5 | 1 | Summer: Off-Peak |  | 55 | Cooling | 0 | 1.0122 | 1.0078 | 0 | 4.1851 | 0 | 3.9877 | 0 | 0.025 | 0.81803 | 1.1856 | 0.024247 | 0.024247
2018-06-22 | 5 | 2 | Summer: Off-Peak |  | 54 | Cooling | 0 | 1.051 | 1.0078 | 0 | 4.156 | 0 | 3.9259 | 0 | 0.025 | 0.74508 | 1.1856 | 0.022085 | 0.022085
2018-06-22 | 5 | 3 | Summer: Off-Peak |  | 52 | Cooling | 0 | 1.0924 | 1.0078 | 0 | 4.0951 | 0 | 3.8021 | 0 | 0.025 | 0.69159 | 1.1856 | 0.020499 | 0.020499
2018-06-22 | 5 | 4 | Summer: Off-Peak |  | 52 | Cooling | 0 | 1.1348 | 1.0078 | 0 | 4.0951 | 0 | 3.8021 | 0 | 0.025 | 0.64739 | 1.1856 | 0.019189 | 0.019189
2018-06-22 | 5 | 5 | Summer: Off-Peak |  | 52 | Cooling | 0 | 1.1636 | 1.0078 | 0 | 4.0951 | 0 | 3.8021 | 0 | 0.025 | 0.7214 | 1.1856 | 0.021383 | 0.021383
2018-06-22 | 5 | 6 | Summer: Off-Peak |  | 54 | Cooling | 0 | 1.2084 | 1.0078 | 0 | 4.156 | 0 | 3.9259 | 0 | 0.025 | 0.87787 | 1.1856 | 0.026021 | 0.026021
2018-06-22 | 5 | 7 | Summer: On-Peak |  | 61 | Cooling | 0 | 1.1637 | 1.0078 | 0 | 4.3818 | 0 | 4.3586 | 0 | 0.045165 | 0.97331 | 1.1856 | 0.052119 | 0.052119
2018-06-22 | 5 | 8 | Summer: On-Peak |  | 64 | Cooling | 0 | 1.0942 | 1.0078 | 0 | 4.3818 | 0 | 4.3586 | 0 | 0.038036 | 0.9494 | 1.1856 | 0.042815 | 0.042815
2018-06-22 | 5 | 9 | Summer: On-Peak |  | 72 | Cooling | 0 | 1.0343 | 1.0078 | 0 | #N/A | 0 | #N/A | 0 | 0.046446 | 0.84085 | 1.1856 | 0.046303 | 0.046303
2018-06-22 | 5 | 10 | Summer: On-Peak |  | 73 | Cooling | 0 | 0.98112 | 1.0078 | 0 | #N/A | 0 | #N/A | 0 | 0.050301 | 0.74504 | 1.1856 | 0.044433 | 0.044433
2018-06-22 | 5 | 11 | Summer: On-Peak |  | 75 | Cooling | 0 | 0.94956 | 1.0078 | 0 | #N/A | 0 | #N/A | 0 | 0.059881 | 0.72851 | 1.1856 | 0.051721 | 0.051721
2018-06-22 | 5 | 12 | Summer: On-Peak |  | 79 | Cooling | 0 | 0.91648 | 1.0078 | 0 | #N/A | 0 | #N/A | 0 | 0.086518 | 0.75911 | 1.1856 | 0.077868 | 0.077868
2018-06-22 | 5 | 13 | Summer: On-Peak | Summer | 77 | Cooling | 0 | 0.9004 | 1.0078 | 0 | #N/A | 0 | #N/A | 0 | 0.071953 | 0.79116 | 1.1856 | 0.067493 | 0.067493
2018-06-22 | 5 | 14 | Summer: On-Peak | Summer | 77 | Cooling | 0 | 0.86033 | 1.0078 | 0 | #N/A | 0 | #N/A | 0 | 0.071953 | 0.84356 | 1.1856 | 0.071963 | 0.071963
2018-06-22 | 5 | 15 | Summer: On-Peak | Summer | 75 | Cooling | 0 | 0.85755 | 1.0078 | 0 | #N/A | 0 | #N/A | 0 | 0.059881 | 0.96593 | 1.1856 | 0.068577 | 0.068577
2018-06-22 | 5 | 16 | Summer: On-Peak | Summer | 75 | Cooling | 0 | 0.88345 | 1.0078 | 0 | #N/A | 0 | #N/A | 0 | 0.059881 | 1.1649 | 1.1856 | 0.082706 | 0.082706
2018-06-22 | 5 | 17 | Summer: On-Peak |  | 73 | Cooling | 0 | 0.94026 | 1.0078 | 0 | #N/A | 0 | #N/A | 0 | 0.050301 | 1.3522 | 1.1856 | 0.08064 | 0.08064
2018-06-22 | 5 | 18 | Summer: On-Peak |  | 72 | Cooling | 0 | 0.98182 | 1.0078 | 0 | #N/A | 0 | #N/A | 0 | 0.046446 | 1.5599 | 1.1856 | 0.085899 | 0.085899
2018-06-22 | 5 | 19 | Summer: On-Peak |  | 70 | Cooling | 0 | 0.98419 | 1.0078 | 0 | 4.3818 | 0 | 4.3586 | 0 | 0.040605 | 1.6764 | 1.1856 | 0.080706 | 0.080706
2018-06-22 | 5 | 20 | Summer: On-Peak |  | 66 | Cooling | 0 | 0.97072 | 1.0078 | 0 | 4.3818 | 0 | 4.3586 | 0 | 0.0364 | 1.5244 | 1.1856 | 0.065787 | 0.065787
2018-06-22 | 5 | 21 | Summer: On-Peak |  | 66 | Cooling | 0 | 0.95751 | 1.0078 | 0 | 4.3818 | 0 | 4.3586 | 0 | 0.0364 | 1.4449 | 1.1856 | 0.062356 | 0.062356
2018-06-22 | 5 | 22 | Summer: On-Peak |  | 64 | Cooling | 0 | 0.94265 | 1.0078 | 0 | 4.3818 | 0 | 4.3586 | 0 | 0.038036 | 1.2427 | 1.1856 | 0.056043 | 0.056043
2018-06-22 | 5 | 23 | Summer: Off-Peak |  | 64 | Cooling | 0 | 0.94451 | 1.0078 | 0 | 4.3818 | 0 | 4.3586 | 0 | 0.038036 | 1.0298 | 1.1856 | 0.046439 | 0.046439
2018-06-23 | 6 | 0 | Summer: Off-Peak |  | 64 | Cooling | 0 | 0.97482 | 0.98855 | 0 | 4.3818 | 0 | 4.3586 | 0 | 0.038036 | 0.90669 | 1.0113 | 0.034877 | 0.034877
2018-06-23 | 6 | 1 | Summer: Off-Peak |  | 64 | Cooling | 0 | 1.0122 | 0.98855 | 0 | 4.3818 | 0 | 4.3586 | 0 | 0.038036 | 0.81803 | 1.0113 | 0.031466 | 0.031466
2018-06-23 | 6 | 2 | Summer: Off-Peak |  | 64 | Cooling | 0 | 1.051 | 0.98855 | 0 | 4.3818 | 0 | 4.3586 | 0 | 0.038036 | 0.74508 | 1.0113 | 0.02866 | 0.02866
2018-06-23 | 6 | 3 | Summer: Off-Peak |  | 64 | Cooling | 0 | 1.0924 | 0.98855 | 0 | 4.3818 | 0 | 4.3586 | 0 | 0.038036 | 0.69159 | 1.0113 | 0.026603 | 0.026603
2018-06-23 | 6 | 4 | Summer: Off-Peak |  | 64 | Cooling | 0 | 1.1348 | 0.98855 | 0 | 4.3818 | 0 | 4.3586 | 0 | 0.038036 | 0.64739 | 1.0113 | 0.024902 | 0.024902
2018-06-23 | 6 | 5 | Summer: Off-Peak |  | 68 | Cooling | 0 | 1.1636 | 0.98855 | 0 | 4.3818 | 0 | 4.3586 | 0 | 0.037256 | 0.7214 | 1.0113 | 0.02718 | 0.02718
2018-06-23 | 6 | 6 | Summer: Off-Peak |  | 68 | Cooling | 0 | 1.2084 | 0.98855 | 0 | 4.3818 | 0 | 4.3586 | 0 | 0.037256 | 0.87787 | 1.0113 | 0.033075 | 0.033075
2018-06-23 | 6 | 7 | Summer: Off-Peak |  | 70 | Cooling | 0 | 1.1637 | 0.98855 | 0 | 4.3818 | 0 | 4.3586 | 0 | 0.040605 | 0.97331 | 1.0113 | 0.039967 | 0.039967
2018-06-23 | 6 | 8 | Summer: Off-Peak |  | 70 | Cooling | 0 | 1.0942 | 0.98855 | 0 | 4.3818 | 0 | 4.3586 | 0 | 0.040605 | 0.9494 | 1.0113 | 0.038985 | 0.038985
2018-06-23 | 6 | 9 | Summer: Off-Peak |  | 72 | Cooling | 0 | 1.0343 | 0.98855 | 0 | #N/A | 0 | #N/A | 0 | 0.046446 | 0.84085 | 1.0113 | 0.039495 | 0.039495
2018-06-23 | 6 | 10 | Summer: Off-Peak |  | 72 | Cooling | 0 | 0.98112 | 0.98855 | 0 | #N/A | 0 | #N/A | 0 | 0.046446 | 0.74504 | 1.0113 | 0.034994 | 0.034994
2018-06-23 | 6 | 11 | Summer: Off-Peak |  | 73 | Cooling | 0 | 0.94956 | 0.98855 | 0 | #N/A | 0 | #N/A | 0 | 0.050301 | 0.72851 | 1.0113 | 0.037058 | 0.037058
2018-06-23 | 6 | 12 | Summer: Off-Peak |  | 73 | Cooling | 0 | 0.91648 | 0.98855 | 0 | #N/A | 0 | #N/A | 0 | 0.050301 | 0.75911 | 1.0113 | 0.038615 | 0.038615
2018-06-23 | 6 | 13 | Summer: Off-Peak |  | 75 | Cooling | 0 | 0.9004 | 0.98855 | 0 | #N/A | 0 | #N/A | 0 | 0.059881 | 0.79116 | 1.0113 | 0.04791 | 0.04791
2018-06-23 | 6 | 14 | Summer: Off-Peak |  | 79 | Cooling | 0 | 0.86033 | 0.98855 | 0 | #N/A | 0 | #N/A | 0 | 0.086518 | 0.84356 | 1.0113 | 0.073806 | 0.073806
2018-06-23 | 6 | 15 | Summer: Off-Peak |  | 79 | Cooling | 0 | 0.85755 | 0.98855 | 0 | #N/A | 0 | #N/A | 0 | 0.086518 | 0.96593 | 1.0113 | 0.084513 | 0.084513
2018-06-23 | 6 | 16 | Summer: Off-Peak |  | 81 | Cooling | 0 | 0.88345 | 0.98855 | 0 | #N/A | 0 | #N/A | 0 | 0.10358 | 1.1649 | 1.0113 | 0.12202 | 0.12202
2018-06-23 | 6 | 17 | Summer: Off-Peak |  | 81 | Cooling | 0 | 0.94026 | 0.98855 | 0 | #N/A | 0 | #N/A | 0 | 0.10358 | 1.3522 | 1.0113 | 0.14163 | 0.14163
2018-06-23 | 6 | 18 | Summer: Off-Peak |  | 79 | Cooling | 0 | 0.98182 | 0.98855 | 0 | #N/A | 0 | #N/A | 0 | 0.086518 | 1.5599 | 1.0113 | 0.13648 | 0.13648
2018-06-23 | 6 | 19 | Summer: Off-Peak |  | 75 | Cooling | 0 | 0.98419 | 0.98855 | 0 | #N/A | 0 | #N/A | 0 | 0.059881 | 1.6764 | 1.0113 | 0.10152 | 0.10152
2018-06-23 | 6 | 20 | Summer: Off-Peak |  | 72 | Cooling | 0 | 0.97072 | 0.98855 | 0 | #N/A | 0 | #N/A | 0 | 0.046446 | 1.5244 | 1.0113 | 0.071599 | 0.071599
2018-06-23 | 6 | 21 | Summer: Off-Peak |  | 72 | Cooling | 0 | 0.95751 | 0.98855 | 0 | #N/A | 0 | #N/A | 0 | 0.046446 | 1.4449 | 1.0113 | 0.067865 | 0.067865
2018-06-23 | 6 | 22 | Summer: Off-Peak |  | 70 | Cooling | 0 | 0.94265 | 0.98855 | 0 | 4.3818 | 0 | 4.3586 | 0 | 0.040605 | 1.2427 | 1.0113 | 0.051029 | 0.051029
2018-06-23 | 6 | 23 | Summer: Off-Peak |  | 68 | Cooling | 0 | 0.94451 | 0.98855 | 0 | 4.3818 | 0 | 4.3586 | 0 | 0.037256 | 1.0298 | 1.0113 | 0.038798 | 0.038798
2018-06-24 | 7 | 0 | Summer: Off-Peak |  | 68 | Cooling | 0 | 0.97482 | 0.93761 | 0 | 4.3818 | 0 | 4.3586 | 0 | 0.037256 | 0.90669 | 1.0096 | 0.034105 | 0.034105
2018-06-24 | 7 | 1 | Summer: Off-Peak |  | 66 | Cooling | 0 | 1.0122 | 0.93761 | 0 | 4.3818 | 0 | 4.3586 | 0 | 0.0364 | 0.81803 | 1.0096 | 0.030063 | 0.030063
2018-06-24 | 7 | 2 | Summer: Off-Peak |  | 66 | Cooling | 0 | 1.051 | 0.93761 | 0 | 4.3818 | 0 | 4.3586 | 0 | 0.0364 | 0.74508 | 1.0096 | 0.027382 | 0.027382
2018-06-24 | 7 | 3 | Summer: Off-Peak |  | 72 | Cooling | 0 | 1.0924 | 0.93761 | 0 | #N/A | 0 | #N/A | 0 | 0.046446 | 0.69159 | 1.0096 | 0.03243 | 0.03243
2018-06-24 | 7 | 4 | Summer: Off-Peak |  | 77 | Cooling | 0 | 1.1348 | 0.93761 | 0 | #N/A | 0 | #N/A | 0 | 0.071953 | 0.64739 | 1.0096 | 0.04703 | 0.04703
2018-06-24 | 7 | 5 | Summer: Off-Peak |  | 75 | Cooling | 0 | 1.1636 | 0.93761 | 0 | #N/A | 0 | #N/A | 0 | 0.059881 | 0.7214 | 1.0096 | 0.043613 | 0.043613
2018-06-24 | 7 | 6 | Summer: Off-Peak |  | 75 | Cooling | 0 | 1.2084 | 0.93761 | 0 | #N/A | 0 | #N/A | 0 | 0.059881 | 0.87787 | 1.0096 | 0.053073 | 0.053073
2018-06-24 | 7 | 7 | Summer: Off-Peak |  | 75 | Cooling | 0 | 1.1637 | 0.93761 | 0 | #N/A | 0 | #N/A | 0 | 0.059881 | 0.97331 | 1.0096 | 0.058843 | 0.058843
2018-06-24 | 7 | 8 | Summer: Off-Peak |  | 75 | Cooling | 0 | 1.0942 | 0.93761 | 0 | #N/A | 0 | #N/A | 0 | 0.059881 | 0.9494 | 1.0096 | 0.057398 | 0.057398
2018-06-24 | 7 | 9 | Summer: Off-Peak |  | 73 | Cooling | 0 | 1.0343 | 0.93761 | 0 | #N/A | 0 | #N/A | 0 | 0.050301 | 0.84085 | 1.0096 | 0.042702 | 0.042702
2018-06-24 | 7 | 10 | Summer: Off-Peak |  | 79 | Cooling | 0 | 0.98112 | 0.93761 | 0 | #N/A | 0 | #N/A | 0 | 0.086518 | 0.74504 | 1.0096 | 0.065079 | 0.065079
2018-06-24 | 7 | 11 | Summer: Off-Peak |  | 81 | Cooling | 0 | 0.94956 | 0.93761 | 0 | #N/A | 0 | #N/A | 0 | 0.10358 | 0.72851 | 1.0096 | 0.076181 | 0.076181
2018-06-24 | 7 | 12 | Summer: Off-Peak |  | 79 | Cooling | 0 | 0.91648 | 0.93761 | 0 | #N/A | 0 | #N/A | 0 | 0.086518 | 0.75911 | 1.0096 | 0.066308 | 0.066308
2018-06-24 | 7 | 13 | Summer: Off-Peak |  | 75 | Cooling | 0 | 0.9004 | 0.93761 | 0 | #N/A | 0 | #N/A | 0 | 0.059881 | 0.79116 | 1.0096 | 0.047831 | 0.047831
2018-06-24 | 7 | 14 | Summer: Off-Peak |  | 79 | Cooling | 0 | 0.86033 | 0.93761 | 0 | #N/A | 0 | #N/A | 0 | 0.086518 | 0.84356 | 1.0096 | 0.073685 | 0.073685
2018-06-24 | 7 | 15 | Summer: Off-Peak |  | 82 | Cooling | 0 | 0.85755 | 0.93761 | 0 | #N/A | 0 | #N/A | 0 | 0.11304 | 0.96593 | 1.0096 | 0.11024 | 0.11024
2018-06-24 | 7 | 16 | Summer: Off-Peak |  | 79 | Cooling | 0 | 0.88345 | 0.93761 | 0 | #N/A | 0 | #N/A | 0 | 0.086518 | 1.1649 | 1.0096 | 0.10176 | 0.10176
2018-06-24 | 7 | 17 | Summer: Off-Peak |  | 73 | Cooling | 0 | 0.94026 | 0.93761 | 0 | #N/A | 0 | #N/A | 0 | 0.050301 | 1.3522 | 1.0096 | 0.068669 | 0.068669
2018-06-24 | 7 | 18 | Summer: Off-Peak |  | 72 | Cooling | 0 | 0.98182 | 0.93761 | 0 | #N/A | 0 | #N/A | 0 | 0.046446 | 1.5599 | 1.0096 | 0.073147 | 0.073147
2018-06-24 | 7 | 19 | Summer: Off-Peak |  | 70 | Cooling | 0 | 0.98419 | 0.93761 | 0 | 4.3818 | 0 | 4.3586 | 0 | 0.040605 | 1.6764 | 1.0096 | 0.068725 | 0.068725
2018-06-24 | 7 | 20 | Summer: Off-Peak |  | 68 | Cooling | 0 | 0.97072 | 0.93761 | 0 | 4.3818 | 0 | 4.3586 | 0 | 0.037256 | 1.5244 | 1.0096 | 0.057338 | 0.057338
2018-06-24 | 7 | 21 | Summer: Off-Peak |  | 66 | Cooling | 0 | 0.95751 | 0.93761 | 0 | 4.3818 | 0 | 4.3586 | 0 | 0.0364 | 1.4449 | 1.0096 | 0.053099 | 0.053099
2018-06-24 | 7 | 22 | Summer: Off-Peak |  | 63 | Cooling | 0 | 0.94265 | 0.93761 | 0 | 4.3818 | 0 | 4.3586 | 0 | 0.039789 | 1.2427 | 1.0096 | 0.049923 | 0.049923
2018-06-24 | 7 | 23 | Summer: Off-Peak |  | 61 | Cooling | 0 | 0.94451 | 0.93761 | 0 | 4.3818 | 0 | 4.3586 | 0 | 0.045165 | 1.0298 | 1.0096 | 0.046956 | 0.046956
2018-06-25 | 1 | 0 | Summer: Off-Peak |  | 63 | Cooling | 0 | 0.97482 | 1.0177 | 0 | 4.3818 | 0 | 4.3586 | 0 | 0.039789 | 0.90669 | 0.9441 | 0.03406 | 0.03406
2018-06-25 | 1 | 1 | Summer: Off-Peak |  | 59 | Cooling | 0 | 1.0122 | 1.0177 | 0 | 4.3182 | 0 | 4.2356 | 0 | 0.025 | 0.81803 | 0.9441 | 0.019308 | 0.019308
2018-06-25 | 1 | 2 | Summer: Off-Peak |  | 57 | Cooling | 0 | 1.051 | 1.0177 | 0 | 4.2531 | 0 | 4.112 | 0 | 0.025 | 0.74508 | 0.9441 | 0.017586 | 0.017586
2018-06-25 | 1 | 3 | Summer: Off-Peak |  | 55 | Cooling | 0 | 1.0924 | 1.0177 | 0 | 4.1851 | 0 | 3.9877 | 0 | 0.025 | 0.69159 | 0.9441 | 0.016323 | 0.016323
2018-06-25 | 1 | 4 | Summer: Off-Peak |  | 54 | Cooling | 0 | 1.1348 | 1.0177 | 0 | 4.156 | 0 | 3.9259 | 0 | 0.025 | 0.64739 | 0.9441 | 0.01528 | 0.01528
2018-06-25 | 1 | 5 | Summer: Off-Peak |  | 54 | Cooling | 0 | 1.1636 | 1.0177 | 0 | 4.156 | 0 | 3.9259 | 0 | 0.025 | 0.7214 | 0.9441 | 0.017027 | 0.017027
2018-06-25 | 1 | 6 | Summer: Off-Peak |  | 57 | Cooling | 0 | 1.2084 | 1.0177 | 0 | 4.2531 | 0 | 4.112 | 0 | 0.025 | 0.87787 | 0.9441 | 0.02072 | 0.02072
2018-06-25 | 1 | 7 | Summer: On-Peak |  | 63 | Cooling | 0 | 1.1637 | 1.0177 | 0 | 4.3818 | 0 | 4.3586 | 0 | 0.039789 | 0.97331 | 0.9441 | 0.036563 | 0.036563
2018-06-25 | 1 | 8 | Summer: On-Peak |  | 66 | Cooling | 0 | 1.0942 | 1.0177 | 0 | 4.3818 | 0 | 4.3586 | 0 | 0.0364 | 0.9494 | 0.9441 | 0.032626 | 0.032626
2018-06-25 | 1 | 9 | Summer: On-Peak |  | 70 | Cooling | 0 | 1.0343 | 1.0177 | 0 | 4.3818 | 0 | 4.3586 | 0 | 0.040605 | 0.84085 | 0.9441 | 0.032234 | 0.032234
2018-06-25 | 1 | 10 | Summer: On-Peak |  | 72 | Cooling | 0 | 0.98112 | 1.0177 | 0 | #N/A | 0 | #N/A | 0 | 0.046446 | 0.74504 | 0.9441 | 0.032669 | 0.032669
2018-06-25 | 1 | 11 | Summer: On-Peak |  | 73 | Cooling | 0 | 0.94956 | 1.0177 | 0 | #N/A | 0 | #N/A | 0 | 0.050301 | 0.72851 | 0.9441 | 0.034596 | 0.034596
2018-06-25 | 1 | 12 | Summer: On-Peak |  | 75 | Cooling | 0 | 0.91648 | 1.0177 | 0 | #N/A | 0 | #N/A | 0 | 0.059881 | 0.75911 | 0.9441 | 0.042915 | 0.042915
2018-06-25 | 1 | 13 | Summer: On-Peak | Summer | 75 | Cooling | 0 | 0.9004 | 1.0177 | 0 | #N/A | 0 | #N/A | 0 | 0.059881 | 0.79116 | 0.9441 | 0.044727 | 0.044727
2018-06-25 | 1 | 14 | Summer: On-Peak | Summer | 77 | Cooling | 0 | 0.86033 | 1.0177 | 0 | #N/A | 0 | #N/A | 0 | 0.071953 | 0.84356 | 0.9441 | 0.057303 | 0.057303
2018-06-25 | 1 | 15 | Summer: On-Peak | Summer | 79 | Cooling | 0 | 0.85755 | 1.0177 | 0 | #N/A | 0 | #N/A | 0 | 0.086518 | 0.96593 | 0.9441 | 0.078898 | 0.078898
2018-06-25 | 1 | 16 | Summer: On-Peak | Summer | 79 | Cooling | 0 | 0.88345 | 1.0177 | 0 | #N/A | 0 | #N/A | 0 | 0.086518 | 1.1649 | 0.9441 | 0.095154 | 0.095154
2018-06-25 | 1 | 17 | Summer: On-Peak |  | 77 | Cooling | 0 | 0.94026 | 1.0177 | 0 | #N/A | 0 | #N/A | 0 | 0.071953 | 1.3522 | 0.9441 | 0.091853 | 0.091853
2018-06-25 | 1 | 18 | Summer: On-Peak |  | 75 | Cooling | 0 | 0.98182 | 1.0177 | 0 | #N/A | 0 | #N/A | 0 | 0.059881 | 1.5599 | 0.9441 | 0.088186 | 0.088186
2018-06-25 | 1 | 19 | Summer: On-Peak |  | 72 | Cooling | 0 | 0.98419 | 1.0177 | 0 | #N/A | 0 | #N/A | 0 | 0.046446 | 1.6764 | 0.9441 | 0.07351 | 0.07351
2018-06-25 | 1 | 20 | Summer: On-Peak |  | 72 | Cooling | 0 | 0.97072 | 1.0177 | 0 | #N/A | 0 | #N/A | 0 | 0.046446 | 1.5244 | 0.9441 | 0.066842 | 0.066842
2018-06-25 | 1 | 21 | Summer: On-Peak |  | 66 | Cooling | 0 | 0.95751 | 1.0177 | 0 | 4.3818 | 0 | 4.3586 | 0 | 0.0364 | 1.4449 | 0.9441 | 0.049653 | 0.049653
2018-06-25 | 1 | 22 | Summer: On-Peak |  | 61 | Cooling | 0 | 0.94265 | 1.0177 | 0 | 4.3818 | 0 | 4.3586 | 0 | 0.045165 | 1.2427 | 0.9441 | 0.052989 | 0.052989
2018-06-25 | 1 | 23 | Summer: Off-Peak |  | 61 | Cooling | 0 | 0.94451 | 1.0177 | 0 | 4.3818 | 0 | 4.3586 | 0 | 0.045165 | 1.0298 | 0.9441 | 0.043908 | 0.043908
2018-06-26 | 2 | 0 | Summer: Off-Peak |  | 59 | Cooling | 0 | 0.97482 | 1.02 | 0 | 4.3182 | 0 | 4.2356 | 0 | 0.025 | 0.90669 | 0.83669 | 0.018965 | 0.018965
2018-06-26 | 2 | 1 | Summer: Off-Peak |  | 57 | Cooling | 0 | 1.0122 | 1.02 | 0 | 4.2531 | 0 | 4.112 | 0 | 0.025 | 0.81803 | 0.83669 | 0.017111 | 0.017111
2018-06-26 | 2 | 2 | Summer: Off-Peak |  | 55 | Cooling | 0 | 1.051 | 1.02 | 0 | 4.1851 | 0 | 3.9877 | 0 | 0.025 | 0.74508 | 0.83669 | 0.015585 | 0.015585
2018-06-26 | 2 | 3 | Summer: Off-Peak |  | 55 | Cooling | 0 | 1.0924 | 1.02 | 0 | 4.1851 | 0 | 3.9877 | 0 | 0.025 | 0.69159 | 0.83669 | 0.014466 | 0.014466
2018-06-26 | 2 | 4 | Summer: Off-Peak |  | 54 | Cooling | 0 | 1.1348 | 1.02 | 0 | 4.156 | 0 | 3.9259 | 0 | 0.025 | 0.64739 | 0.83669 | 0.013541 | 0.013541
2018-06-26 | 2 | 5 | Summer: Off-Peak |  | 54 | Cooling | 0 | 1.1636 | 1.02 | 0 | 4.156 | 0 | 3.9259 | 0 | 0.025 | 0.7214 | 0.83669 | 0.01509 | 0.01509
2018-06-26 | 2 | 6 | Summer: Off-Peak |  | 57 | Cooling | 0 | 1.2084 | 1.02 | 0 | 4.2531 | 0 | 4.112 | 0 | 0.025 | 0.87787 | 0.83669 | 0.018363 | 0.018363
2018-06-26 | 2 | 7 | Summer: On-Peak |  | 63 | Cooling | 0 | 1.1637 | 1.02 | 0 | 4.3818 | 0 | 4.3586 | 0 | 0.039789 | 0.97331 | 0.83669 | 0.032403 | 0.032403
2018-06-26 | 2 | 8 | Summer: On-Peak |  | 66 | Cooling | 0 | 1.0942 | 1.02 | 0 | 4.3818 | 0 | 4.3586 | 0 | 0.0364 | 0.9494 | 0.83669 | 0.028914 | 0.028914
2018-06-26 | 2 | 9 | Summer: On-Peak |  | 70 | Cooling | 0 | 1.0343 | 1.02 | 0 | 4.3818 | 0 | 4.3586 | 0 | 0.040605 | 0.84085 | 0.83669 | 0.028566 | 0.028566
2018-06-26 | 2 | 10 | Summer: On-Peak |  | 70 | Cooling | 0 | 0.98112 | 1.02 | 0 | 4.3818 | 0 | 4.3586 | 0 | 0.040605 | 0.74504 | 0.83669 | 0.025311 | 0.025311
2018-06-26 | 2 | 11 | Summer: On-Peak |  | 70 | Cooling | 0 | 0.94956 | 1.02 | 0 | 4.3818 | 0 | 4.3586 | 0 | 0.040605 | 0.72851 | 0.83669 | 0.02475 | 0.02475
2018-06-26 | 2 | 12 | Summer: On-Peak |  | 70 | Cooling | 0 | 0.91648 | 1.02 | 0 | 4.3818 | 0 | 4.3586 | 0 | 0.040605 | 0.75911 | 0.83669 | 0.025789 | 0.025789
2018-06-26 | 2 | 13 | Summer: On-Peak | Summer | 66 | Cooling | 0 | 0.9004 | 1.02 | 0 | 4.3818 | 0 | 4.3586 | 0 | 0.0364 | 0.79116 | 0.83669 | 0.024095 | 0.024095
2018-06-26 | 2 | 14 | Summer: On-Peak | Summer | 64 | Cooling | 0 | 0.86033 | 1.02 | 0 | 4.3818 | 0 | 4.3586 | 0 | 0.038036 | 0.84356 | 0.83669 | 0.026846 | 0.026846
2018-06-26 | 2 | 15 | Summer: On-Peak | Summer | 64 | Cooling | 0 | 0.85755 | 1.02 | 0 | 4.3818 | 0 | 4.3586 | 0 | 0.038036 | 0.96593 | 0.83669 | 0.03074 | 0.03074
2018-06-26 | 2 | 16 | Summer: On-Peak | Summer | 66 | Cooling | 0 | 0.88345 | 1.02 | 0 | 4.3818 | 0 | 4.3586 | 0 | 0.0364 | 1.1649 | 0.83669 | 0.035478 | 0.035478
2018-06-26 | 2 | 17 | Summer: On-Peak |  | 66 | Cooling | 0 | 0.94026 | 1.02 | 0 | 4.3818 | 0 | 4.3586 | 0 | 0.0364 | 1.3522 | 0.83669 | 0.04118 | 0.04118
2018-06-26 | 2 | 18 | Summer: On-Peak |  | 66 | Cooling | 0 | 0.98182 | 1.02 | 0 | 4.3818 | 0 | 4.3586 | 0 | 0.0364 | 1.5599 | 0.83669 | 0.047507 | 0.047507
2018-06-26 | 2 | 19 | Summer: On-Peak |  | 64 | Cooling | 0 | 0.98419 | 1.02 | 0 | 4.3818 | 0 | 4.3586 | 0 | 0.038036 | 1.6764 | 0.83669 | 0.053351 | 0.053351
2018-06-26 | 2 | 20 | Summer: On-Peak |  | 64 | Cooling | 0 | 0.97072 | 1.02 | 0 | 4.3818 | 0 | 4.3586 | 0 | 0.038036 | 1.5244 | 0.83669 | 0.048512 | 0.048512
2018-06-26 | 2 | 21 | Summer: On-Peak |  | 63 | Cooling | 0 | 0.95751 | 1.02 | 0 | 4.3818 | 0 | 4.3586 | 0 | 0.039789 | 1.4449 | 0.83669 | 0.048101 | 0.048101
2018-06-26 | 2 | 22 | Summer: On-Peak |  | 63 | Cooling | 0 | 0.94265 | 1.02 | 0 | 4.3818 | 0 | 4.3586 | 0 | 0.039789 | 1.2427 | 0.83669 | 0.041371 | 0.041371
2018-06-26 | 2 | 23 | Summer: Off-Peak |  | 61 | Cooling | 0 | 0.94451 | 1.02 | 0 | 4.3818 | 0 | 4.3586 | 0 | 0.045165 | 1.0298 | 0.83669 | 0.038913 | 0.038913
2018-06-27 | 3 | 0 | Summer: Off-Peak |  | 61 | Cooling | 0 | 0.97482 | 1.0263 | 0 | 4.3818 | 0 | 4.3586 | 0 | 0.045165 | 0.90669 | 0.94211 | 0.03858 | 0.03858
2018-06-27 | 3 | 1 | Summer: Off-Peak |  | 61 | Cooling | 0 | 1.0122 | 1.0263 | 0 | 4.3818 | 0 | 4.3586 | 0 | 0.045165 | 0.81803 | 0.94211 | 0.034807 | 0.034807
2018-06-27 | 3 | 2 | Summer: Off-Peak |  | 61 | Cooling | 0 | 1.051 | 1.0263 | 0 | 4.3818 | 0 | 4.3586 | 0 | 0.045165 | 0.74508 | 0.94211 | 0.031703 | 0.031703
2018-06-27 | 3 | 3 | Summer: Off-Peak |  | 61 | Cooling | 0 | 1.0924 | 1.0263 | 0 | 4.3818 | 0 | 4.3586 | 0 | 0.045165 | 0.69159 | 0.94211 | 0.029427 | 0.029427
2018-06-27 | 3 | 4 | Summer: Off-Peak |  | 61 | Cooling | 0 | 1.1348 | 1.0263 | 0 | 4.3818 | 0 | 4.3586 | 0 | 0.045165 | 0.64739 | 0.94211 | 0.027546 | 0.027546
2018-06-27 | 3 | 5 | Summer: Off-Peak |  | 61 | Cooling | 0 | 1.1636 | 1.0263 | 0 | 4.3818 | 0 | 4.3586 | 0 | 0.045165 | 0.7214 | 0.94211 | 0.030695 | 0.030695
2018-06-27 | 3 | 6 | Summer: Off-Peak |  | 61 | Cooling | 0 | 1.2084 | 1.0263 | 0 | 4.3818 | 0 | 4.3586 | 0 | 0.045165 | 0.87787 | 0.94211 | 0.037353 | 0.037353
2018-06-27 | 3 | 7 | Summer: On-Peak |  | 63 | Cooling | 0 | 1.1637 | 1.0263 | 0 | 4.3818 | 0 | 4.3586 | 0 | 0.039789 | 0.97331 | 0.94211 | 0.036486 | 0.036486
2018-06-27 | 3 | 8 | Summer: On-Peak |  | 64 | Cooling | 0 | 1.0942 | 1.0263 | 0 | 4.3818 | 0 | 4.3586 | 0 | 0.038036 | 0.9494 | 0.94211 | 0.034021 | 0.034021
2018-06-27 | 3 | 9 | Summer: On-Peak |  | 68 | Cooling | 0 | 1.0343 | 1.0263 | 0 | 4.3818 | 0 | 4.3586 | 0 | 0.037256 | 0.84085 | 0.94211 | 0.029513 | 0.029513
2018-06-27 | 3 | 10 | Summer: On-Peak |  | 72 | Cooling | 0 | 0.98112 | 1.0263 | 0 | #N/A | 0 | #N/A | 0 | 0.046446 | 0.74504 | 0.94211 | 0.032601 | 0.032601
2018-06-27 | 3 | 11 | Summer: On-Peak |  | 72 | Cooling | 0 | 0.94956 | 1.0263 | 0 | #N/A | 0 | #N/A | 0 | 0.046446 | 0.72851 | 0.94211 | 0.031877 | 0.031877
2018-06-27 | 3 | 12 | Summer: On-Peak |  | 75 | Cooling | 0 | 0.91648 | 1.0263 | 0 | #N/A | 0 | #N/A | 0 | 0.059881 | 0.75911 | 0.94211 | 0.042824 | 0.042824
2018-06-27 | 3 | 13 | Summer: On-Peak | Summer | 75 | Cooling | 0 | 0.9004 | 1.0263 | 0 | #N/A | 0 | #N/A | 0 | 0.059881 | 0.79116 | 0.94211 | 0.044633 | 0.044633
2018-06-27 | 3 | 14 | Summer: On-Peak | Summer | 77 | Cooling | 0 | 0.86033 | 1.0263 | 0 | #N/A | 0 | #N/A | 0 | 0.071953 | 0.84356 | 0.94211 | 0.057183 | 0.057183
2018-06-27 | 3 | 15 | Summer: On-Peak | Summer | 77 | Cooling | 0 | 0.85755 | 1.0263 | 0 | #N/A | 0 | #N/A | 0 | 0.071953 | 0.96593 | 0.94211 | 0.065478 | 0.065478
2018-06-27 | 3 | 16 | Summer: On-Peak | Summer | 79 | Cooling | 0 | 0.88345 | 1.0263 | 0 | #N/A | 0 | #N/A | 0 | 0.086518 | 1.1649 | 0.94211 | 0.094953 | 0.094953
2018-06-27 | 3 | 17 | Summer: On-Peak |  | 75 | Cooling | 0 | 0.94026 | 1.0263 | 0 | #N/A | 0 | #N/A | 0 | 0.059881 | 1.3522 | 0.94211 | 0.076281 | 0.076281
2018-06-27 | 3 | 18 | Summer: On-Peak |  | 72 | Cooling | 0 | 0.98182 | 1.0263 | 0 | #N/A | 0 | #N/A | 0 | 0.046446 | 1.5599 | 0.94211 | 0.068256 | 0.068256
2018-06-27 | 3 | 19 | Summer: On-Peak |  | 72 | Cooling | 0 | 0.98419 | 1.0263 | 0 | #N/A | 0 | #N/A | 0 | 0.046446 | 1.6764 | 0.94211 | 0.073355 | 0.073355
2018-06-27 | 3 | 20 | Summer: On-Peak |  | 70 | Cooling | 0 | 0.97072 | 1.0263 | 0 | 4.3818 | 0 | 4.3586 | 0 | 0.040605 | 1.5244 | 0.94211 | 0.058313 | 0.058313
2018-06-27 | 3 | 21 | Summer: On-Peak |  | 70 | Cooling | 0 | 0.95751 | 1.0263 | 0 | 4.3818 | 0 | 4.3586 | 0 | 0.040605 | 1.4449 | 0.94211 | 0.055272 | 0.055272
2018-06-27 | 3 | 22 | Summer: On-Peak |  | 70 | Cooling | 0 | 0.94265 | 1.0263 | 0 | 4.3818 | 0 | 4.3586 | 0 | 0.040605 | 1.2427 | 0.94211 | 0.047539 | 0.047539
2018-06-27 | 3 | 23 | Summer: Off-Peak |  | 70 | Cooling | 0 | 0.94451 | 1.0263 | 0 | 4.3818 | 0 | 4.3586 | 0 | 0.040605 | 1.0298 | 0.94211 | 0.039392 | 0.039392
2018-06-28 | 4 | 0 | Summer: Off-Peak |  | 70 | Cooling | 0 | 0.97482 | 1.002 | 0 | 4.3818 | 0 | 4.3586 | 0 | 0.040605 | 0.90669 | 1.0706 | 0.039414 | 0.039414
2018-06-28 | 4 | 1 | Summer: Off-Peak |  | 70 | Cooling | 0 | 1.0122 | 1.002 | 0 | 4.3818 | 0 | 4.3586 | 0 | 0.040605 | 0.81803 | 1.0706 | 0.03556 | 0.03556
2018-06-28 | 4 | 2 | Summer: Off-Peak |  | 70 | Cooling | 0 | 1.051 | 1.002 | 0 | 4.3818 | 0 | 4.3586 | 0 | 0.040605 | 0.74508 | 1.0706 | 0.032388 | 0.032388
2018-06-28 | 4 | 3 | Summer: Off-Peak |  | 68 | Cooling | 0 | 1.0924 | 1.002 | 0 | 4.3818 | 0 | 4.3586 | 0 | 0.037256 | 0.69159 | 1.0706 | 0.027584 | 0.027584
2018-06-28 | 4 | 4 | Summer: Off-Peak |  | 70 | Cooling | 0 | 1.1348 | 1.002 | 0 | 4.3818 | 0 | 4.3586 | 0 | 0.040605 | 0.64739 | 1.0706 | 0.028142 | 0.028142
2018-06-28 | 4 | 5 | Summer: Off-Peak |  | 70 | Cooling | 0 | 1.1636 | 1.002 | 0 | 4.3818 | 0 | 4.3586 | 0 | 0.040605 | 0.7214 | 1.0706 | 0.031359 | 0.031359
2018-06-28 | 4 | 6 | Summer: Off-Peak |  | 72 | Cooling | 0 | 1.2084 | 1.002 | 0 | #N/A | 0 | #N/A | 0 | 0.046446 | 0.87787 | 1.0706 | 0.043651 | 0.043651
2018-06-28 | 4 | 7 | Summer: On-Peak |  | 75 | Cooling | 0 | 1.1637 | 1.002 | 0 | #N/A | 0 | #N/A | 0 | 0.059881 | 0.97331 | 1.0706 | 0.062396 | 0.062396
2018-06-28 | 4 | 8 | Summer: On-Peak |  | 75 | Cooling | 0 | 1.0942 | 1.002 | 0 | #N/A | 0 | #N/A | 0 | 0.059881 | 0.9494 | 1.0706 | 0.060863 | 0.060863
2018-06-28 | 4 | 9 | Summer: On-Peak |  | 75 | Cooling | 0 | 1.0343 | 1.002 | 0 | #N/A | 0 | #N/A | 0 | 0.059881 | 0.84085 | 1.0706 | 0.053904 | 0.053904
2018-06-28 | 4 | 10 | Summer: On-Peak |  | 79 | Cooling | 0 | 0.98112 | 1.002 | 0 | #N/A | 0 | #N/A | 0 | 0.086518 | 0.74504 | 1.0706 | 0.069008 | 0.069008
2018-06-28 | 4 | 11 | Summer: On-Peak |  | 81 | Cooling | 0 | 0.94956 | 1.002 | 0 | #N/A | 0 | #N/A | 0 | 0.10358 | 0.72851 | 1.0706 | 0.08078 | 0.08078
2018-06-28 | 4 | 12 | Summer: On-Peak |  | 81 | Cooling | 0 | 0.91648 | 1.002 | 0 | #N/A | 0 | #N/A | 0 | 0.10358 | 0.75911 | 1.0706 | 0.084173 | 0.084173
2018-06-28 | 4 | 13 | Summer: On-Peak | Summer | 81 | Cooling | 0 | 0.9004 | 1.002 | 0 | #N/A | 0 | #N/A | 0 | 0.10358 | 0.79116 | 1.0706 | 0.087727 | 0.087727
2018-06-28 | 4 | 14 | Summer: On-Peak | Summer | 79 | Cooling | 0 | 0.86033 | 1.002 | 0 | #N/A | 0 | #N/A | 0 | 0.086518 | 0.84356 | 1.0706 | 0.078133 | 0.078133
2018-06-28 | 4 | 15 | Summer: On-Peak | Summer | 79 | Cooling | 0 | 0.85755 | 1.002 | 0 | #N/A | 0 | #N/A | 0 | 0.086518 | 0.96593 | 1.0706 | 0.089467 | 0.089467
2018-06-28 | 4 | 16 | Summer: On-Peak | Summer | 79 | Cooling | 0 | 0.88345 | 1.002 | 0 | #N/A | 0 | #N/A | 0 | 0.086518 | 1.1649 | 1.0706 | 0.1079 | 0.1079
2018-06-28 | 4 | 17 | Summer: On-Peak |  | 79 | Cooling | 0 | 0.94026 | 1.002 | 0 | #N/A | 0 | #N/A | 0 | 0.086518 | 1.3522 | 1.0706 | 0.12524 | 0.12524
2018-06-28 | 4 | 18 | Summer: On-Peak |  | 77 | Cooling | 0 | 0.98182 | 1.002 | 0 | #N/A | 0 | #N/A | 0 | 0.071953 | 1.5599 | 1.0706 | 0.12016 | 0.12016
2018-06-28 | 4 | 19 | Summer: On-Peak |  | 75 | Cooling | 0 | 0.98419 | 1.002 | 0 | #N/A | 0 | #N/A | 0 | 0.059881 | 1.6764 | 1.0706 | 0.10747 | 0.10747
2018-06-28 | 4 | 20 | Summer: On-Peak |  | 73 | Cooling | 0 | 0.97072 | 1.002 | 0 | #N/A | 0 | #N/A | 0 | 0.050301 | 1.5244 | 1.0706 | 0.082088 | 0.082088
2018-06-28 | 4 | 21 | Summer: On-Peak |  | 72 | Cooling | 0 | 0.95751 | 1.002 | 0 | #N/A | 0 | #N/A | 0 | 0.046446 | 1.4449 | 1.0706 | 0.071843 | 0.071843
2018-06-28 | 4 | 22 | Summer: On-Peak |  | 72 | Cooling | 0 | 0.94265 | 1.002 | 0 | #N/A | 0 | #N/A | 0 | 0.046446 | 1.2427 | 1.0706 | 0.061792 | 0.061792
2018-06-28 | 4 | 23 | Summer: Off-Peak |  | 70 | Cooling | 0 | 0.94451 | 1.002 | 0 | 4.3818 | 0 | 4.3586 | 0 | 0.040605 | 1.0298 | 1.0706 | 0.044763 | 0.044763
2018-06-29 | 5 | 0 | Summer: Off-Peak |  | 72 | Cooling | 0 | 0.97482 | 1.0078 | 0 | #N/A | 0 | #N/A | 0 | 0.046446 | 0.90669 | 1.1856 | 0.049929 | 0.049929
2018-06-29 | 5 | 1 | Summer: Off-Peak |  | 66 | Cooling | 0 | 1.0122 | 1.0078 | 0 | 4.3818 | 0 | 4.3586 | 0 | 0.0364 | 0.81803 | 1.1856 | 0.035304 | 0.035304
2018-06-29 | 5 | 2 | Summer: Off-Peak |  | 66 | Cooling | 0 | 1.051 | 1.0078 | 0 | 4.3818 | 0 | 4.3586 | 0 | 0.0364 | 0.74508 | 1.1856 | 0.032155 | 0.032155
2018-06-29 | 5 | 3 | Summer: Off-Peak |  | 70 | Cooling | 0 | 1.0924 | 1.0078 | 0 | 4.3818 | 0 | 4.3586 | 0 | 0.040605 | 0.69159 | 1.1856 | 0.033294 | 0.033294
2018-06-29 | 5 | 4 | Summer: Off-Peak |  | 70 | Cooling | 0 | 1.1348 | 1.0078 | 0 | 4.3818 | 0 | 4.3586 | 0 | 0.040605 | 0.64739 | 1.1856 | 0.031166 | 0.031166
2018-06-29 | 5 | 5 | Summer: Off-Peak |  | 70 | Cooling | 0 | 1.1636 | 1.0078 | 0 | 4.3818 | 0 | 4.3586 | 0 | 0.040605 | 0.7214 | 1.1856 | 0.034729 | 0.034729
2018-06-29 | 5 | 6 | Summer: Off-Peak |  | 70 | Cooling | 0 | 1.2084 | 1.0078 | 0 | 4.3818 | 0 | 4.3586 | 0 | 0.040605 | 0.87787 | 1.1856 | 0.042262 | 0.042262
2018-06-29 | 5 | 7 | Summer: On-Peak |  | 70 | Cooling | 0 | 1.1637 | 1.0078 | 0 | 4.3818 | 0 | 4.3586 | 0 | 0.040605 | 0.97331 | 1.1856 | 0.046857 | 0.046857
2018-06-29 | 5 | 8 | Summer: On-Peak |  | 72 | Cooling | 0 | 1.0942 | 1.0078 | 0 | #N/A | 0 | #N/A | 0 | 0.046446 | 0.9494 | 1.1856 | 0.052281 | 0.052281
2018-06-29 | 5 | 9 | Summer: On-Peak |  | 72 | Cooling | 0 | 1.0343 | 1.0078 | 0 | #N/A | 0 | #N/A | 0 | 0.046446 | 0.84085 | 1.1856 | 0.046303 | 0.046303
2018-06-29 | 5 | 10 | Summer: On-Peak |  | 73 | Cooling | 0 | 0.98112 | 1.0078 | 0 | #N/A | 0 | #N/A | 0 | 0.050301 | 0.74504 | 1.1856 | 0.044433 | 0.044433
2018-06-29 | 5 | 11 | Summer: On-Peak |  | 73 | Cooling | 0 | 0.94956 | 1.0078 | 0 | #N/A | 0 | #N/A | 0 | 0.050301 | 0.72851 | 1.1856 | 0.043447 | 0.043447
2018-06-29 | 5 | 12 | Summer: On-Peak |  | 73 | Cooling | 0 | 0.91648 | 1.0078 | 0 | #N/A | 0 | #N/A | 0 | 0.050301 | 0.75911 | 1.1856 | 0.045272 | 0.045272
2018-06-29 | 5 | 13 | Summer: On-Peak | Summer | 75 | Cooling | 0 | 0.9004 | 1.0078 | 0 | #N/A | 0 | #N/A | 0 | 0.059881 | 0.79116 | 1.1856 | 0.056169 | 0.056169
2018-06-29 | 5 | 14 | Summer: On-Peak | Summer | 75 | Cooling | 0 | 0.86033 | 1.0078 | 0 | #N/A | 0 | #N/A | 0 | 0.059881 | 0.84356 | 1.1856 | 0.059889 | 0.059889
2018-06-29 | 5 | 15 | Summer: On-Peak | Summer | 75 | Cooling | 0 | 0.85755 | 1.0078 | 0 | #N/A | 0 | #N/A | 0 | 0.059881 | 0.96593 | 1.1856 | 0.068577 | 0.068577
2018-06-29 | 5 | 16 | Summer: On-Peak | Summer | 73 | Cooling | 0 | 0.88345 | 1.0078 | 0 | #N/A | 0 | #N/A | 0 | 0.050301 | 1.1649 | 1.1856 | 0.069475 | 0.069475
2018-06-29 | 5 | 17 | Summer: On-Peak |  | 73 | Cooling | 0 | 0.94026 | 1.0078 | 0 | #N/A | 0 | #N/A | 0 | 0.050301 | 1.3522 | 1.1856 | 0.08064 | 0.08064
2018-06-29 | 5 | 18 | Summer: On-Peak |  | 72 | Cooling | 0 | 0.98182 | 1.0078 | 0 | #N/A | 0 | #N/A | 0 | 0.046446 | 1.5599 | 1.1856 | 0.085899 | 0.085899
2018-06-29 | 5 | 19 | Summer: On-Peak |  | 68 | Cooling | 0 | 0.98419 | 1.0078 | 0 | 4.3818 | 0 | 4.3586 | 0 | 0.037256 | 1.6764 | 1.1856 | 0.074051 | 0.074051
2018-06-29 | 5 | 20 | Summer: On-Peak |  | 64 | Cooling | 0 | 0.97072 | 1.0078 | 0 | 4.3818 | 0 | 4.3586 | 0 | 0.038036 | 1.5244 | 1.1856 | 0.068745 | 0.068745
2018-06-29 | 5 | 21 | Summer: On-Peak |  | 61 | Cooling | 0 | 0.95751 | 1.0078 | 0 | 4.3818 | 0 | 4.3586 | 0 | 0.045165 | 1.4449 | 1.1856 | 0.07737 | 0.07737
2018-06-29 | 5 | 22 | Summer: On-Peak |  | 61 | Cooling | 0 | 0.94265 | 1.0078 | 0 | 4.3818 | 0 | 4.3586 | 0 | 0.045165 | 1.2427 | 1.1856 | 0.066545 | 0.066545
2018-06-29 | 5 | 23 | Summer: Off-Peak |  | 59 | Cooling | 0 | 0.94451 | 1.0078 | 0 | 4.3182 | 0 | 4.2356 | 0 | 0.025 | 1.0298 | 1.1856 | 0.030523 | 0.030523
2018-06-30 | 6 | 0 | Summer: Off-Peak |  | 57 | Neither | 0 | 0.97482 | 0.98855 | 0 | 4.2531 | 0 | 4.112 | 0 | 0 | 0.90669 | 1.0113 | 0 | 0
2018-06-30 | 6 | 1 | Summer: Off-Peak |  | 54 | Neither | 0 | 1.0122 | 0.98855 | 0 | 4.156 | 0 | 3.9259 | 0 | 0 | 0.81803 | 1.0113 | 0 | 0
2018-06-30 | 6 | 2 | Summer: Off-Peak |  | 52 | Neither | 0 | 1.051 | 0.98855 | 0 | 4.0951 | 0 | 3.8021 | 0 | 0 | 0.74508 | 1.0113 | 0 | 0
2018-06-30 | 6 | 3 | Summer: Off-Peak |  | 52 | Neither | 0 | 1.0924 | 0.98855 | 0 | 4.0951 | 0 | 3.8021 | 0 | 0 | 0.69159 | 1.0113 | 0 | 0
2018-06-30 | 6 | 4 | Summer: Off-Peak |  | 52 | Neither | 0 | 1.1348 | 0.98855 | 0 | 4.0951 | 0 | 3.8021 | 0 | 0 | 0.64739 | 1.0113 | 0 | 0
2018-06-30 | 6 | 5 | Summer: Off-Peak |  | 52 | Neither | 0 | 1.1636 | 0.98855 | 0 | 4.0951 | 0 | 3.8021 | 0 | 0 | 0.7214 | 1.0113 | 0 | 0
2018-06-30 | 6 | 6 | Summer: Off-Peak |  | 55 | Neither | 0 | 1.2084 | 0.98855 | 0 | 4.1851 | 0 | 3.9877 | 0 | 0 | 0.87787 | 1.0113 | 0 | 0
2018-06-30 | 6 | 7 | Summer: Off-Peak |  | 57 | Neither | 0 | 1.1637 | 0.98855 | 0 | 4.2531 | 0 | 4.112 | 0 | 0 | 0.97331 | 1.0113 | 0 | 0
2018-06-30 | 6 | 8 | Summer: Off-Peak |  | 57 | Neither | 0 | 1.0942 | 0.98855 | 0 | 4.2531 | 0 | 4.112 | 0 | 0 | 0.9494 | 1.0113 | 0 | 0
2018-06-30 | 6 | 9 | Summer: Off-Peak |  | 59 | Neither | 0 | 1.0343 | 0.98855 | 0 | 4.3182 | 0 | 4.2356 | 0 | 0 | 0.84085 | 1.0113 | 0 | 0
2018-06-30 | 6 | 10 | Summer: Off-Peak |  | 61 | Neither | 0 | 0.98112 | 0.98855 | 0 | 4.3818 | 0 | 4.3586 | 0 | 0 | 0.74504 | 1.0113 | 0 | 0
2018-06-30 | 6 | 11 | Summer: Off-Peak |  | 63 | Neither | 0 | 0.94956 | 0.98855 | 0 | 4.3818 | 0 | 4.3586 | 0 | 0 | 0.72851 | 1.0113 | 0 | 0
2018-06-30 | 6 | 12 | Summer: Off-Peak |  | 64 | Neither | 0 | 0.91648 | 0.98855 | 0 | 4.3818 | 0 | 4.3586 | 0 | 0 | 0.75911 | 1.0113 | 0 | 0
2018-06-30 | 6 | 13 | Summer: Off-Peak |  | 64 | Neither | 0 | 0.9004 | 0.98855 | 0 | 4.3818 | 0 | 4.3586 | 0 | 0 | 0.79116 | 1.0113 | 0 | 0
2018-06-30 | 6 | 14 | Summer: Off-Peak |  | 64 | Neither | 0 | 0.86033 | 0.98855 | 0 | 4.3818 | 0 | 4.3586 | 0 | 0 | 0.84356 | 1.0113 | 0 | 0
2018-06-30 | 6 | 15 | Summer: Off-Peak |  | 66 | Neither | 0 | 0.85755 | 0.98855 | 0 | 4.3818 | 0 | 4.3586 | 0 | 0 | 0.96593 | 1.0113 | 0 | 0
2018-06-30 | 6 | 16 | Summer: Off-Peak |  | 66 | Neither | 0 | 0.88345 | 0.98855 | 0 | 4.3818 | 0 | 4.3586 | 0 | 0 | 1.1649 | 1.0113 | 0 | 0
2018-06-30 | 6 | 17 | Summer: Off-Peak |  | 64 | Neither | 0 | 0.94026 | 0.98855 | 0 | 4.3818 | 0 | 4.3586 | 0 | 0 | 1.3522 | 1.0113 | 0 | 0
2018-06-30 | 6 | 18 | Summer: Off-Peak |  | 64 | Neither | 0 | 0.98182 | 0.98855 | 0 | 4.3818 | 0 | 4.3586 | 0 | 0 | 1.5599 | 1.0113 | 0 | 0
2018-06-30 | 6 | 19 | Summer: Off-Peak |  | 63 | Neither | 0 | 0.98419 | 0.98855 | 0 | 4.3818 | 0 | 4.3586 | 0 | 0 | 1.6764 | 1.0113 | 0 | 0
2018-06-30 | 6 | 20 | Summer: Off-Peak |  | 61 | Neither | 0 | 0.97072 | 0.98855 | 0 | 4.3818 | 0 | 4.3586 | 0 | 0 | 1.5244 | 1.0113 | 0 | 0
2018-06-30 | 6 | 21 | Summer: Off-Peak |  | 61 | Neither | 0 | 0.95751 | 0.98855 | 0 | 4.3818 | 0 | 4.3586 | 0 | 0 | 1.4449 | 1.0113 | 0 | 0
2018-06-30 | 6 | 22 | Summer: Off-Peak |  | 59 | Neither | 0 | 0.94265 | 0.98855 | 0 | 4.3182 | 0 | 4.2356 | 0 | 0 | 1.2427 | 1.0113 | 0 | 0
2018-06-30 | 6 | 23 | Summer: Off-Peak |  | 57 | Neither | 0 | 0.94451 | 0.98855 | 0 | 4.2531 | 0 | 4.112 | 0 | 0 | 1.0298 | 1.0113 | 0 | 0
2018-07-01 | 7 | 0 | Summer: Off-Peak |  | 55 | Neither | 0 | 0.97482 | 0.93761 | 0 | 4.1851 | 0 | 3.9877 | 0 | 0 | 0.90669 | 1.0096 | 0 | 0
2018-07-01 | 7 | 1 | Summer: Off-Peak |  | 55 | Neither | 0 | 1.0122 | 0.93761 | 0 | 4.1851 | 0 | 3.9877 | 0 | 0 | 0.81803 | 1.0096 | 0 | 0
2018-07-01 | 7 | 2 | Summer: Off-Peak |  | 55 | Neither | 0 | 1.051 | 0.93761 | 0 | 4.1851 | 0 | 3.9877 | 0 | 0 | 0.74508 | 1.0096 | 0 | 0
2018-07-01 | 7 | 3 | Summer: Off-Peak |  | 52 | Neither | 0 | 1.0924 | 0.93761 | 0 | 4.0951 | 0 | 3.8021 | 0 | 0 | 0.69159 | 1.0096 | 0 | 0
2018-07-01 | 7 | 4 | Summer: Off-Peak |  | 54 | Neither | 0 | 1.1348 | 0.93761 | 0 | 4.156 | 0 | 3.9259 | 0 | 0 | 0.64739 | 1.0096 | 0 | 0
2018-07-01 | 7 | 5 | Summer: Off-Peak |  | 54 | Neither | 0 | 1.1636 | 0.93761 | 0 | 4.156 | 0 | 3.9259 | 0 | 0 | 0.7214 | 1.0096 | 0 | 0
2018-07-01 | 7 | 6 | Summer: Off-Peak |  | 55 | Neither | 0 | 1.2084 | 0.93761 | 0 | 4.1851 | 0 | 3.9877 | 0 | 0 | 0.87787 | 1.0096 | 0 | 0
2018-07-01 | 7 | 7 | Summer: Off-Peak |  | 57 | Neither | 0 | 1.1637 | 0.93761 | 0 | 4.2531 | 0 | 4.112 | 0 | 0 | 0.97331 | 1.0096 | 0 | 0
2018-07-01 | 7 | 8 | Summer: Off-Peak |  | 57 | Neither | 0 | 1.0942 | 0.93761 | 0 | 4.2531 | 0 | 4.112 | 0 | 0 | 0.9494 | 1.0096 | 0 | 0
2018-07-01 | 7 | 9 | Summer: Off-Peak |  | 59 | Neither | 0 | 1.0343 | 0.93761 | 0 | 4.3182 | 0 | 4.2356 | 0 | 0 | 0.84085 | 1.0096 | 0 | 0
2018-07-01 | 7 | 10 | Summer: Off-Peak |  | 57 | Neither | 0 | 0.98112 | 0.93761 | 0 | 4.2531 | 0 | 4.112 | 0 | 0 | 0.74504 | 1.0096 | 0 | 0
2018-07-01 | 7 | 11 | Summer: Off-Peak |  | 59 | Neither | 0 | 0.94956 | 0.93761 | 0 | 4.3182 | 0 | 4.2356 | 0 | 0 | 0.72851 | 1.0096 | 0 | 0
2018-07-01 | 7 | 12 | Summer: Off-Peak |  | 59 | Neither | 0 | 0.91648 | 0.93761 | 0 | 4.3182 | 0 | 4.2356 | 0 | 0 | 0.75911 | 1.0096 | 0 | 0
2018-07-01 | 7 | 13 | Summer: Off-Peak |  | 61 | Neither | 0 | 0.9004 | 0.93761 | 0 | 4.3818 | 0 | 4.3586 | 0 | 0 | 0.79116 | 1.0096 | 0 | 0
2018-07-01 | 7 | 14 | Summer: Off-Peak |  | 61 | Neither | 0 | 0.86033 | 0.93761 | 0 | 4.3818 | 0 | 4.3586 | 0 | 0 | 0.84356 | 1.0096 | 0 | 0
2018-07-01 | 7 | 15 | Summer: Off-Peak |  | 63 | Neither | 0 | 0.85755 | 0.93761 | 0 | 4.3818 | 0 | 4.3586 | 0 | 0 | 0.96593 | 1.0096 | 0 | 0
2018-07-01 | 7 | 16 | Summer: Off-Peak |  | 63 | Neither | 0 | 0.88345 | 0.93761 | 0 | 4.3818 | 0 | 4.3586 | 0 | 0 | 1.1649 | 1.0096 | 0 | 0
2018-07-01 | 7 | 17 | Summer: Off-Peak |  | 63 | Neither | 0 | 0.94026 | 0.93761 | 0 | 4.3818 | 0 | 4.3586 | 0 | 0 | 1.3522 | 1.0096 | 0 | 0
2018-07-01 | 7 | 18 | Summer: Off-Peak |  | 57 | Neither | 0 | 0.98182 | 0.93761 | 0 | 4.2531 | 0 | 4.112 | 0 | 0 | 1.5599 | 1.0096 | 0 | 0
2018-07-01 | 7 | 19 | Summer: Off-Peak |  | 57 | Neither | 0 | 0.98419 | 0.93761 | 0 | 4.2531 | 0 | 4.112 | 0 | 0 | 1.6764 | 1.0096 | 0 | 0
2018-07-01 | 7 | 20 | Summer: Off-Peak |  | 54 | Neither | 0 | 0.97072 | 0.93761 | 0 | 4.156 | 0 | 3.9259 | 0 | 0 | 1.5244 | 1.0096 | 0 | 0
2018-07-01 | 7 | 21 | Summer: Off-Peak |  | 52 | Neither | 0 | 0.95751 | 0.93761 | 0 | 4.0951 | 0 | 3.8021 | 0 | 0 | 1.4449 | 1.0096 | 0 | 0
2018-07-01 | 7 | 22 | Summer: Off-Peak |  | 52 | Neither | 0 | 0.94265 | 0.93761 | 0 | 4.0951 | 0 | 3.8021 | 0 | 0 | 1.2427 | 1.0096 | 0 | 0
2018-07-01 | 7 | 23 | Summer: Off-Peak |  | 52 | Neither | 0 | 0.94451 | 0.93761 | 0 | 4.0951 | 0 | 3.8021 | 0 | 0 | 1.0298 | 1.0096 | 0 | 0
2018-07-02 | 1 | 0 | Summer: Off-Peak |  | 50 | Cooling | 0 | 0.97482 | 1.0177 | 0 | 4.0352 | 0 | 3.6783 | 0 | 0.025 | 0.90669 | 0.9441 | 0.0214 | 0.0214
2018-07-02 | 1 | 1 | Summer: Off-Peak |  | 50 | Cooling | 0 | 1.0122 | 1.0177 | 0 | 4.0352 | 0 | 3.6783 | 0 | 0.025 | 0.81803 | 0.9441 | 0.019308 | 0.019308
2018-07-02 | 1 | 2 | Summer: Off-Peak |  | 50 | Cooling | 0 | 1.051 | 1.0177 | 0 | 4.0352 | 0 | 3.6783 | 0 | 0.025 | 0.74508 | 0.9441 | 0.017586 | 0.017586
2018-07-02 | 1 | 3 | Summer: Off-Peak |  | 48 | Cooling | 0 | 1.0924 | 1.0177 | 0 | 3.9631 | 0 | 3.5525 | 0 | 0.025 | 0.69159 | 0.9441 | 0.016323 | 0.016323
2018-07-02 | 1 | 4 | Summer: Off-Peak |  | 46 | Cooling | 0 | 1.1348 | 1.0177 | 0 | 3.8708 | 0 | 3.4229 | 0 | 0.025 | 0.64739 | 0.9441 | 0.01528 | 0.01528
2018-07-02 | 1 | 5 | Summer: Off-Peak |  | 46 | Cooling | 0 | 1.1636 | 1.0177 | 0 | 3.8708 | 0 | 3.4229 | 0 | 0.025 | 0.7214 | 0.9441 | 0.017027 | 0.017027
2018-07-02 | 1 | 6 | Summer: Off-Peak |  | 52 | Cooling | 0 | 1.2084 | 1.0177 | 0 | 4.0951 | 0 | 3.8021 | 0 | 0.025 | 0.87787 | 0.9441 | 0.02072 | 0.02072
2018-07-02 | 1 | 7 | Summer: On-Peak |  | 55 | Cooling | 0 | 1.1637 | 1.0177 | 0 | 4.1851 | 0 | 3.9877 | 0 | 0.025 | 0.97331 | 0.9441 | 0.022973 | 0.022973
2018-07-02 | 1 | 8 | Summer: On-Peak |  | 61 | Cooling | 0 | 1.0942 | 1.0177 | 0 | 4.3818 | 0 | 4.3586 | 0 | 0.045165 | 0.9494 | 0.9441 | 0.040482 | 0.040482
2018-07-02 | 1 | 9 | Summer: On-Peak |  | 64 | Cooling | 0 | 1.0343 | 1.0177 | 0 | 4.3818 | 0 | 4.3586 | 0 | 0.038036 | 0.84085 | 0.9441 | 0.030195 | 0.030195
2018-07-02 | 1 | 10 | Summer: On-Peak |  | 66 | Cooling | 0 | 0.98112 | 1.0177 | 0 | 4.3818 | 0 | 4.3586 | 0 | 0.0364 | 0.74504 | 0.9441 | 0.025603 | 0.025603
2018-07-02 | 1 | 11 | Summer: On-Peak |  | 70 | Cooling | 0 | 0.94956 | 1.0177 | 0 | 4.3818 | 0 | 4.3586 | 0 | 0.040605 | 0.72851 | 0.9441 | 0.027927 | 0.027927
2018-07-02 | 1 | 12 | Summer: On-Peak |  | 72 | Cooling | 0 | 0.91648 | 1.0177 | 0 | #N/A | 0 | #N/A | 0 | 0.046446 | 0.75911 | 0.9441 | 0.033286 | 0.033286
2018-07-02 | 1 | 13 | Summer: On-Peak | Summer | 73 | Cooling | 0 | 0.9004 | 1.0177 | 0 | #N/A | 0 | #N/A | 0 | 0.050301 | 0.79116 | 0.9441 | 0.037571 | 0.037571
2018-07-02 | 1 | 14 | Summer: On-Peak | Summer | 73 | Cooling | 0 | 0.86033 | 1.0177 | 0 | #N/A | 0 | #N/A | 0 | 0.050301 | 0.84356 | 0.9441 | 0.04006 | 0.04006
2018-07-02 | 1 | 15 | Summer: On-Peak | Summer | 73 | Cooling | 0 | 0.85755 | 1.0177 | 0 | #N/A | 0 | #N/A | 0 | 0.050301 | 0.96593 | 0.9441 | 0.045871 | 0.045871
2018-07-02 | 1 | 16 | Summer: On-Peak | Summer | 73 | Cooling | 0 | 0.88345 | 1.0177 | 0 | #N/A | 0 | #N/A | 0 | 0.050301 | 1.1649 | 0.9441 | 0.055322 | 0.055322
2018-07-02 | 1 | 17 | Summer: On-Peak |  | 73 | Cooling | 0 | 0.94026 | 1.0177 | 0 | #N/A | 0 | #N/A | 0 | 0.050301 | 1.3522 | 0.9441 | 0.064212 | 0.064212
2018-07-02 | 1 | 18 | Summer: On-Peak |  | 73 | Cooling | 0 | 0.98182 | 1.0177 | 0 | #N/A | 0 | #N/A | 0 | 0.050301 | 1.5599 | 0.9441 | 0.074078 | 0.074078
2018-07-02 | 1 | 19 | Summer: On-Peak |  | 66 | Cooling | 0 | 0.98419 | 1.0177 | 0 | 4.3818 | 0 | 4.3586 | 0 | 0.0364 | 1.6764 | 0.9441 | 0.057611 | 0.057611
2018-07-02 | 1 | 20 | Summer: On-Peak |  | 64 | Cooling | 0 | 0.97072 | 1.0177 | 0 | 4.3818 | 0 | 4.3586 | 0 | 0.038036 | 1.5244 | 0.9441 | 0.05474 | 0.05474
2018-07-02 | 1 | 21 | Summer: On-Peak |  | 63 | Cooling | 0 | 0.95751 | 1.0177 | 0 | 4.3818 | 0 | 4.3586 | 0 | 0.039789 | 1.4449 | 0.9441 | 0.054276 | 0.054276
2018-07-02 | 1 | 22 | Summer: On-Peak |  | 61 | Cooling | 0 | 0.94265 | 1.0177 | 0 | 4.3818 | 0 | 4.3586 | 0 | 0.045165 | 1.2427 | 0.9441 | 0.052989 | 0.052989
2018-07-02 | 1 | 23 | Summer: Off-Peak |  | 57 | Cooling | 0 | 0.94451 | 1.0177 | 0 | 4.2531 | 0 | 4.112 | 0 | 0.025 | 1.0298 | 0.9441 | 0.024305 | 0.024305
2018-07-03 | 2 | 0 | Summer: Off-Peak |  | 57 | Cooling | 0 | 0.97482 | 1.02 | 0 | 4.2531 | 0 | 4.112 | 0 | 0.025 | 0.90669 | 0.83669 | 0.018965 | 0.018965
2018-07-03 | 2 | 1 | Summer: Off-Peak |  | 57 | Cooling | 0 | 1.0122 | 1.02 | 0 | 4.2531 | 0 | 4.112 | 0 | 0.025 | 0.81803 | 0.83669 | 0.017111 | 0.017111
2018-07-03 | 2 | 2 | Summer: Off-Peak |  | 55 | Cooling | 0 | 1.051 | 1.02 | 0 | 4.1851 | 0 | 3.9877 | 0 | 0.025 | 0.74508 | 0.83669 | 0.015585 | 0.015585
2018-07-03 | 2 | 3 | Summer: Off-Peak |  | 55 | Cooling | 0 | 1.0924 | 1.02 | 0 | 4.1851 | 0 | 3.9877 | 0 | 0.025 | 0.69159 | 0.83669 | 0.014466 | 0.014466
2018-07-03 | 2 | 4 | Summer: Off-Peak |  | 54 | Cooling | 0 | 1.1348 | 1.02 | 0 | 4.156 | 0 | 3.9259 | 0 | 0.025 | 0.64739 | 0.83669 | 0.013541 | 0.013541
2018-07-03 | 2 | 5 | Summer: Off-Peak |  | 54 | Cooling | 0 | 1.1636 | 1.02 | 0 | 4.156 | 0 | 3.9259 | 0 | 0.025 | 0.7214 | 0.83669 | 0.01509 | 0.01509
2018-07-03 | 2 | 6 | Summer: Off-Peak |  | 57 | Cooling | 0 | 1.2084 | 1.02 | 0 | 4.2531 | 0 | 4.112 | 0 | 0.025 | 0.87787 | 0.83669 | 0.018363 | 0.018363
2018-07-03 | 2 | 7 | Summer: On-Peak |  | 63 | Cooling | 0 | 1.1637 | 1.02 | 0 | 4.3818 | 0 | 4.3586 | 0 | 0.039789 | 0.97331 | 0.83669 | 0.032403 | 0.032403
2018-07-03 | 2 | 8 | Summer: On-Peak |  | 66 | Cooling | 0 | 1.0942 | 1.02 | 0 | 4.3818 | 0 | 4.3586 | 0 | 0.0364 | 0.9494 | 0.83669 | 0.028914 | 0.028914
2018-07-03 | 2 | 9 | Summer: On-Peak |  | 72 | Cooling | 0 | 1.0343 | 1.02 | 0 | #N/A | 0 | #N/A | 0 | 0.046446 | 0.84085 | 0.83669 | 0.032676 | 0.032676
2018-07-03 | 2 | 10 | Summer: On-Peak |  | 73 | Cooling | 0 | 0.98112 | 1.02 | 0 | #N/A | 0 | #N/A | 0 | 0.050301 | 0.74504 | 0.83669 | 0.031356 | 0.031356
2018-07-03 | 2 | 11 | Summer: On-Peak |  | 73 | Cooling | 0 | 0.94956 | 1.02 | 0 | #N/A | 0 | #N/A | 0 | 0.050301 | 0.72851 | 0.83669 | 0.03066 | 0.03066
2018-07-03 | 2 | 12 | Summer: On-Peak |  | 77 | Cooling | 0 | 0.91648 | 1.02 | 0 | #N/A | 0 | #N/A | 0 | 0.071953 | 0.75911 | 0.83669 | 0.0457 | 0.0457
2018-07-03 | 2 | 13 | Summer: On-Peak | Summer | 79 | Cooling | 0 | 0.9004 | 1.02 | 0 | #N/A | 0 | #N/A | 0 | 0.086518 | 0.79116 | 0.83669 | 0.057271 | 0.057271
2018-07-03 | 2 | 14 | Summer: On-Peak | Summer | 81 | Cooling | 0 | 0.86033 | 1.02 | 0 | #N/A | 0 | #N/A | 0 | 0.10358 | 0.84356 | 0.83669 | 0.073102 | 0.073102
2018-07-03 | 2 | 15 | Summer: On-Peak | Summer | 82 | Cooling | 0 | 0.85755 | 1.02 | 0 | #N/A | 0 | #N/A | 0 | 0.11304 | 0.96593 | 0.83669 | 0.091355 | 0.091355
2018-07-03 | 2 | 16 | Summer: On-Peak | Summer | 82 | Cooling | 0 | 0.88345 | 1.02 | 0 | #N/A | 0 | #N/A | 0 | 0.11304 | 1.1649 | 0.83669 | 0.11018 | 0.11018
2018-07-03 | 2 | 17 | Summer: On-Peak |  | 82 | Cooling | 0 | 0.94026 | 1.02 | 0 | #N/A | 0 | #N/A | 0 | 0.11304 | 1.3522 | 0.83669 | 0.12788 | 0.12788
2018-07-03 | 2 | 18 | Summer: On-Peak |  | 81 | Cooling | 0 | 0.98182 | 1.02 | 0 | #N/A | 0 | #N/A | 0 | 0.10358 | 1.5599 | 0.83669 | 0.13518 | 0.13518
2018-07-03 | 2 | 19 | Summer: On-Peak |  | 79 | Cooling | 0 | 0.98419 | 1.02 | 0 | #N/A | 0 | #N/A | 0 | 0.086518 | 1.6764 | 0.83669 | 0.12135 | 0.12135
2018-07-03 | 2 | 20 | Summer: On-Peak |  | 73 | Cooling | 0 | 0.97072 | 1.02 | 0 | #N/A | 0 | #N/A | 0 | 0.050301 | 1.5244 | 0.83669 | 0.064155 | 0.064155
2018-07-03 | 2 | 21 | Summer: On-Peak |  | 73 | Cooling | 0 | 0.95751 | 1.02 | 0 | #N/A | 0 | #N/A | 0 | 0.050301 | 1.4449 | 0.83669 | 0.060808 | 0.060808
2018-07-03 | 2 | 22 | Summer: On-Peak |  | 70 | Cooling | 0 | 0.94265 | 1.02 | 0 | 4.3818 | 0 | 4.3586 | 0 | 0.040605 | 1.2427 | 0.83669 | 0.042219 | 0.042219
2018-07-03 | 2 | 23 | Summer: Off-Peak |  | 66 | Cooling | 0 | 0.94451 | 1.02 | 0 | 4.3818 | 0 | 4.3586 | 0 | 0.0364 | 1.0298 | 0.83669 | 0.031361 | 0.031361
2018-07-04 | 3 | 0 | Summer: Off-Peak |  | 63 | Cooling | 0 | 0.97482 | 1.0263 | 0 | 4.3818 | 0 | 4.3586 | 0 | 0.039789 | 0.90669 | 0.94211 | 0.033988 | 0.033988
2018-07-04 | 3 | 1 | Summer: Off-Peak |  | 63 | Cooling | 0 | 1.0122 | 1.0263 | 0 | 4.3818 | 0 | 4.3586 | 0 | 0.039789 | 0.81803 | 0.94211 | 0.030665 | 0.030665
2018-07-04 | 3 | 2 | Summer: Off-Peak |  | 63 | Cooling | 0 | 1.051 | 1.0263 | 0 | 4.3818 | 0 | 4.3586 | 0 | 0.039789 | 0.74508 | 0.94211 | 0.02793 | 0.02793
2018-07-04 | 3 | 3 | Summer: Off-Peak |  | 61 | Cooling | 0 | 1.0924 | 1.0263 | 0 | 4.3818 | 0 | 4.3586 | 0 | 0.045165 | 0.69159 | 0.94211 | 0.029427 | 0.029427
2018-07-04 | 3 | 4 | Summer: Off-Peak |  | 61 | Cooling | 0 | 1.1348 | 1.0263 | 0 | 4.3818 | 0 | 4.3586 | 0 | 0.045165 | 0.64739 | 0.94211 | 0.027546 | 0.027546
2018-07-04 | 3 | 5 | Summer: Off-Peak |  | 59 | Cooling | 0 | 1.1636 | 1.0263 | 0 | 4.3182 | 0 | 4.2356 | 0 | 0.025 | 0.7214 | 0.94211 | 0.016991 | 0.016991
2018-07-04 | 3 | 6 | Summer: Off-Peak |  | 63 | Cooling | 0 | 1.2084 | 1.0263 | 0 | 4.3818 | 0 | 4.3586 | 0 | 0.039789 | 0.87787 | 0.94211 | 0.032908 | 0.032908
2018-07-04 | 3 | 7 | Summer: On-Peak |  | 70 | Cooling | 0 | 1.1637 | 1.0263 | 0 | 4.3818 | 0 | 4.3586 | 0 | 0.040605 | 0.97331 | 0.94211 | 0.037233 | 0.037233
2018-07-04 | 3 | 8 | Summer: On-Peak |  | 75 | Cooling | 0 | 1.0942 | 1.0263 | 0 | #N/A | 0 | #N/A | 0 | 0.059881 | 0.9494 | 0.94211 | 0.05356 | 0.05356
2018-07-04 | 3 | 9 | Summer: On-Peak |  | 77 | Cooling | 0 | 1.0343 | 1.0263 | 0 | #N/A | 0 | #N/A | 0 | 0.071953 | 0.84085 | 0.94211 | 0.056999 | 0.056999
2018-07-04 | 3 | 10 | Summer: On-Peak |  | 75 | Cooling | 0 | 0.98112 | 1.0263 | 0 | #N/A | 0 | #N/A | 0 | 0.059881 | 0.74504 | 0.94211 | 0.042031 | 0.042031
2018-07-04 | 3 | 11 | Summer: On-Peak |  | 77 | Cooling | 0 | 0.94956 | 1.0263 | 0 | #N/A | 0 | #N/A | 0 | 0.071953 | 0.72851 | 0.94211 | 0.049384 | 0.049384
2018-07-04 | 3 | 12 | Summer: On-Peak |  | 79 | Cooling | 0 | 0.91648 | 1.0263 | 0 | #N/A | 0 | #N/A | 0 | 0.086518 | 0.75911 | 0.94211 | 0.061874 | 0.061874
2018-07-04 | 3 | 13 | Summer: On-Peak |  | 81 | Cooling | 0 | 0.9004 | 1.0263 | 0 | #N/A | 0 | #N/A | 0 | 0.10358 | 0.79116 | 0.94211 | 0.077201 | 0.077201
2018-07-04 | 3 | 14 | Summer: On-Peak |  | 84 | Cooling | 0 | 0.86033 | 1.0263 | 0 | #N/A | 0 | #N/A | 0 | 0.13383 | 0.84356 | 0.94211 | 0.10636 | 0.10636
2018-07-04 | 3 | 15 | Summer: On-Peak |  | 84 | Cooling | 0 | 0.85755 | 1.0263 | 0 | #N/A | 0 | #N/A | 0 | 0.13383 | 0.96593 | 0.94211 | 0.12179 | 0.12179
2018-07-04 | 3 | 16 | Summer: On-Peak |  | 84 | Cooling | 0 | 0.88345 | 1.0263 | 0 | #N/A | 0 | #N/A | 0 | 0.13383 | 1.1649 | 0.94211 | 0.14688 | 0.14688
2018-07-04 | 3 | 17 | Summer: On-Peak |  | 84 | Cooling | 0 | 0.94026 | 1.0263 | 0 | #N/A | 0 | #N/A | 0 | 0.13383 | 1.3522 | 0.94211 | 0.17049 | 0.17049
2018-07-04 | 3 | 18 | Summer: On-Peak |  | 82 | Cooling | 0 | 0.98182 | 1.0263 | 0 | #N/A | 0 | #N/A | 0 | 0.11304 | 1.5599 | 0.94211 | 0.16612 | 0.16612
2018-07-04 | 3 | 19 | Summer: On-Peak |  | 81 | Cooling | 0 | 0.98419 | 1.0263 | 0 | #N/A | 0 | #N/A | 0 | 0.10358 | 1.6764 | 0.94211 | 0.16358 | 0.16358
2018-07-04 | 3 | 20 | Summer: On-Peak |  | 72 | Cooling | 0 | 0.97072 | 1.0263 | 0 | #N/A | 0 | #N/A | 0 | 0.046446 | 1.5244 | 0.94211 | 0.066702 | 0.066702
2018-07-04 | 3 | 21 | Summer: On-Peak |  | 68 | Cooling | 0 | 0.95751 | 1.0263 | 0 | 4.3818 | 0 | 4.3586 | 0 | 0.037256 | 1.4449 | 0.94211 | 0.050713 | 0.050713
2018-07-04 | 3 | 22 | Summer: On-Peak |  | 66 | Cooling | 0 | 0.94265 | 1.0263 | 0 | 4.3818 | 0 | 4.3586 | 0 | 0.0364 | 1.2427 | 0.94211 | 0.042616 | 0.042616
2018-07-04 | 3 | 23 | Summer: Off-Peak |  | 64 | Cooling | 0 | 0.94451 | 1.0263 | 0 | 4.3818 | 0 | 4.3586 | 0 | 0.038036 | 1.0298 | 0.94211 | 0.036901 | 0.036901
2018-07-05 | 4 | 0 | Summer: Off-Peak |  | 63 | Cooling | 0 | 0.97482 | 1.002 | 0 | 4.3818 | 0 | 4.3586 | 0 | 0.039789 | 0.90669 | 1.0706 | 0.038622 | 0.038622
2018-07-05 | 4 | 1 | Summer: Off-Peak |  | 63 | Cooling | 0 | 1.0122 | 1.002 | 0 | 4.3818 | 0 | 4.3586 | 0 | 0.039789 | 0.81803 | 1.0706 | 0.034846 | 0.034846
2018-07-05 | 4 | 2 | Summer: Off-Peak |  | 61 | Cooling | 0 | 1.051 | 1.002 | 0 | 4.3818 | 0 | 4.3586 | 0 | 0.045165 | 0.74508 | 1.0706 | 0.036026 | 0.036026
2018-07-05 | 4 | 3 | Summer: Off-Peak |  | 61 | Cooling | 0 | 1.0924 | 1.002 | 0 | 4.3818 | 0 | 4.3586 | 0 | 0.045165 | 0.69159 | 1.0706 | 0.03344 | 0.03344
2018-07-05 | 4 | 4 | Summer: Off-Peak |  | 59 | Cooling | 0 | 1.1348 | 1.002 | 0 | 4.3182 | 0 | 4.2356 | 0 | 0.025 | 0.64739 | 1.0706 | 0.017327 | 0.017327
2018-07-05 | 4 | 5 | Summer: Off-Peak |  | 59 | Cooling | 0 | 1.1636 | 1.002 | 0 | 4.3182 | 0 | 4.2356 | 0 | 0.025 | 0.7214 | 1.0706 | 0.019308 | 0.019308
2018-07-05 | 4 | 6 | Summer: Off-Peak |  | 64 | Cooling | 0 | 1.2084 | 1.002 | 0 | 4.3818 | 0 | 4.3586 | 0 | 0.038036 | 0.87787 | 1.0706 | 0.035747 | 0.035747
2018-07-05 | 4 | 7 | Summer: On-Peak |  | 70 | Cooling | 0 | 1.1637 | 1.002 | 0 | 4.3818 | 0 | 4.3586 | 0 | 0.040605 | 0.97331 | 1.0706 | 0.04231 | 0.04231
2018-07-05 | 4 | 8 | Summer: On-Peak |  | 73 | Cooling | 0 | 1.0942 | 1.002 | 0 | #N/A | 0 | #N/A | 0 | 0.050301 | 0.9494 | 1.0706 | 0.051126 | 0.051126
2018-07-05 | 4 | 9 | Summer: On-Peak |  | 79 | Cooling | 0 | 1.0343 | 1.002 | 0 | #N/A | 0 | #N/A | 0 | 0.086518 | 0.84085 | 1.0706 | 0.077882 | 0.077882
2018-07-05 | 4 | 10 | Summer: On-Peak |  | 82 | Cooling | 0 | 0.98112 | 1.002 | 0 | #N/A | 0 | #N/A | 0 | 0.11304 | 0.74504 | 1.0706 | 0.090161 | 0.090161
2018-07-05 | 4 | 11 | Summer: On-Peak |  | 82 | Cooling | 0 | 0.94956 | 1.002 | 0 | #N/A | 0 | #N/A | 0 | 0.11304 | 0.72851 | 1.0706 | 0.088161 | 0.088161
2018-07-05 | 4 | 12 | Summer: On-Peak |  | 86 | Cooling | 0 | 0.91648 | 1.002 | 0 | #N/A | 0 | #N/A | 0 | 0.15712 | 0.75911 | 1.0706 | 0.12769 | 0.12769
2018-07-05 | 4 | 13 | Summer: On-Peak | Summer | 88 | Cooling | 0 | 0.9004 | 1.002 | 0 | #N/A | 0 | #N/A | 0 | 0.1829 | 0.79116 | 1.0706 | 0.15492 | 0.15492
2018-07-05 | 4 | 14 | Summer: On-Peak | Summer | 90 | Cooling | 0 | 0.86033 | 1.002 | 0 | #N/A | 0 | #N/A | 0 | 0.21118 | 0.84356 | 1.0706 | 0.19071 | 0.19071
2018-07-05 | 4 | 15 | Summer: On-Peak | Summer | 90 | Cooling | 0 | 0.85755 | 1.002 | 0 | #N/A | 0 | #N/A | 0 | 0.21118 | 0.96593 | 1.0706 | 0.21838 | 0.21838
2018-07-05 | 4 | 16 | Summer: On-Peak | Summer | 90 | Cooling | 0 | 0.88345 | 1.002 | 0 | #N/A | 0 | #N/A | 0 | 0.21118 | 1.1649 | 1.0706 | 0.26337 | 0.26337
2018-07-05 | 4 | 17 | Summer: On-Peak |  | 90 | Cooling | 0 | 0.94026 | 1.002 | 0 | #N/A | 0 | #N/A | 0 | 0.21118 | 1.3522 | 1.0706 | 0.3057 | 0.3057
2018-07-05 | 4 | 18 | Summer: On-Peak |  | 88 | Cooling | 0 | 0.98182 | 1.002 | 0 | #N/A | 0 | #N/A | 0 | 0.1829 | 1.5599 | 1.0706 | 0.30544 | 0.30544
2018-07-05 | 4 | 19 | Summer: On-Peak |  | 84 | Cooling | 0 | 0.98419 | 1.002 | 0 | #N/A | 0 | #N/A | 0 | 0.13383 | 1.6764 | 1.0706 | 0.2402 | 0.2402
2018-07-05 | 4 | 20 | Summer: On-Peak |  | 79 | Cooling | 0 | 0.97072 | 1.002 | 0 | #N/A | 0 | #N/A | 0 | 0.086518 | 1.5244 | 1.0706 | 0.14119 | 0.14119
2018-07-05 | 4 | 21 | Summer: On-Peak |  | 75 | Cooling | 0 | 0.95751 | 1.002 | 0 | #N/A | 0 | #N/A | 0 | 0.059881 | 1.4449 | 1.0706 | 0.092625 | 0.092625
2018-07-05 | 4 | 22 | Summer: On-Peak |  | 73 | Cooling | 0 | 0.94265 | 1.002 | 0 | #N/A | 0 | #N/A | 0 | 0.050301 | 1.2427 | 1.0706 | 0.066921 | 0.066921
2018-07-05 | 4 | 23 | Summer: Off-Peak |  | 73 | Cooling | 0 | 0.94451 | 1.002 | 0 | #N/A | 0 | #N/A | 0 | 0.050301 | 1.0298 | 1.0706 | 0.055453 | 0.055453
2018-07-06 | 5 | 0 | Summer: Off-Peak |  | 73 | Cooling | 0 | 0.97482 | 1.0078 | 0 | #N/A | 0 | #N/A | 0 | 0.050301 | 0.90669 | 1.1856 | 0.054073 | 0.054073
2018-07-06 | 5 | 1 | Summer: Off-Peak |  | 72 | Cooling | 0 | 1.0122 | 1.0078 | 0 | #N/A | 0 | #N/A | 0 | 0.046446 | 0.81803 | 1.1856 | 0.045047 | 0.045047
2018-07-06 | 5 | 2 | Summer: Off-Peak |  | 70 | Cooling | 0 | 1.051 | 1.0078 | 0 | 4.3818 | 0 | 4.3586 | 0 | 0.040605 | 0.74508 | 1.1856 | 0.035869 | 0.035869
2018-07-06 | 5 | 3 | Summer: Off-Peak |  | 70 | Cooling | 0 | 1.0924 | 1.0078 | 0 | 4.3818 | 0 | 4.3586 | 0 | 0.040605 | 0.69159 | 1.1856 | 0.033294 | 0.033294
2018-07-06 | 5 | 4 | Summer: Off-Peak |  | 72 | Cooling | 0 | 1.1348 | 1.0078 | 0 | #N/A | 0 | #N/A | 0 | 0.046446 | 0.64739 | 1.1856 | 0.03565 | 0.03565
2018-07-06 | 5 | 5 | Summer: Off-Peak |  | 70 | Cooling | 0 | 1.1636 | 1.0078 | 0 | 4.3818 | 0 | 4.3586 | 0 | 0.040605 | 0.7214 | 1.1856 | 0.034729 | 0.034729
2018-07-06 | 5 | 6 | Summer: Off-Peak |  | 73 | Cooling | 0 | 1.2084 | 1.0078 | 0 | #N/A | 0 | #N/A | 0 | 0.050301 | 0.87787 | 1.1856 | 0.052355 | 0.052355
2018-07-06 | 5 | 7 | Summer: On-Peak |  | 79 | Cooling | 0 | 1.1637 | 1.0078 | 0 | #N/A | 0 | #N/A | 0 | 0.086518 | 0.97331 | 1.1856 | 0.09984 | 0.09984
2018-07-06 | 5 | 8 | Summer: On-Peak |  | 82 | Cooling | 0 | 1.0942 | 1.0078 | 0 | #N/A | 0 | #N/A | 0 | 0.11304 | 0.9494 | 1.1856 | 0.12724 | 0.12724
2018-07-06 | 5 | 9 | Summer: On-Peak |  | 84 | Cooling | 0 | 1.0343 | 1.0078 | 0 | #N/A | 0 | #N/A | 0 | 0.13383 | 0.84085 | 1.1856 | 0.13342 | 0.13342
2018-07-06 | 5 | 10 | Summer: On-Peak |  | 86 | Cooling | 0 | 0.98112 | 1.0078 | 0 | #N/A | 0 | #N/A | 0 | 0.15712 | 0.74504 | 1.1856 | 0.13879 | 0.13879
2018-07-06 | 5 | 11 | Summer: On-Peak |  | 88 | Cooling | 0 | 0.94956 | 1.0078 | 0 | #N/A | 0 | #N/A | 0 | 0.1829 | 0.72851 | 1.1856 | 0.15798 | 0.15798
2018-07-06 | 5 | 12 | Summer: On-Peak |  | 90 | Cooling | 0 | 0.91648 | 1.0078 | 0 | #N/A | 0 | #N/A | 0 | 0.21118 | 0.75911 | 1.1856 | 0.19006 | 0.19006
2018-07-06 | 5 | 13 | Summer: On-Peak | Summer | 90 | Cooling | 0 | 0.9004 | 1.0078 | 0 | #N/A | 0 | #N/A | 0 | 0.21118 | 0.79116 | 1.1856 | 0.19809 | 0.19809
2018-07-06 | 5 | 14 | Summer: On-Peak | Summer | 90 | Cooling | 0 | 0.86033 | 1.0078 | 0 | #N/A | 0 | #N/A | 0 | 0.21118 | 0.84356 | 1.1856 | 0.21121 | 0.21121
2018-07-06 | 5 | 15 | Summer: On-Peak | Summer | 91 | Cooling | 0 | 0.85755 | 1.0078 | 0 | #N/A | 0 | #N/A | 0 | 0.22625 | 0.96593 | 1.1856 | 0.25911 | 0.25911
2018-07-06 | 5 | 16 | Summer: On-Peak | Summer | 91 | Cooling | 0 | 0.88345 | 1.0078 | 0 | #N/A | 0 | #N/A | 0 | 0.22625 | 1.1649 | 1.1856 | 0.31249 | 0.31249
2018-07-06 | 5 | 17 | Summer: On-Peak |  | 90 | Cooling | 0 | 0.94026 | 1.0078 | 0 | #N/A | 0 | #N/A | 0 | 0.21118 | 1.3522 | 1.1856 | 0.33855 | 0.33855
2018-07-06 | 5 | 18 | Summer: On-Peak |  | 88 | Cooling | 0 | 0.98182 | 1.0078 | 0 | #N/A | 0 | #N/A | 0 | 0.1829 | 1.5599 | 1.1856 | 0.33827 | 0.33827
2018-07-06 | 5 | 19 | Summer: On-Peak |  | 82 | Cooling | 0 | 0.98419 | 1.0078 | 0 | #N/A | 0 | #N/A | 0 | 0.11304 | 1.6764 | 1.1856 | 0.22468 | 0.22468
2018-07-06 | 5 | 20 | Summer: On-Peak |  | 81 | Cooling | 0 | 0.97072 | 1.0078 | 0 | #N/A | 0 | #N/A | 0 | 0.10358 | 1.5244 | 1.1856 | 0.18719 | 0.18719
2018-07-06 | 5 | 21 | Summer: On-Peak |  | 81 | Cooling | 0 | 0.95751 | 1.0078 | 0 | #N/A | 0 | #N/A | 0 | 0.10358 | 1.4449 | 1.1856 | 0.17743 | 0.17743
2018-07-06 | 5 | 22 | Summer: On-Peak |  | 79 | Cooling | 0 | 0.94265 | 1.0078 | 0 | #N/A | 0 | #N/A | 0 | 0.086518 | 1.2427 | 1.1856 | 0.12747 | 0.12747
2018-07-06 | 5 | 23 | Summer: Off-Peak |  | 75 | Cooling | 0 | 0.94451 | 1.0078 | 0 | #N/A | 0 | #N/A | 0 | 0.059881 | 1.0298 | 1.1856 | 0.073108 | 0.073108
2018-07-07 | 6 | 0 | Summer: Off-Peak |  | 73 | Cooling | 0 | 0.97482 | 0.98855 | 0 | #N/A | 0 | #N/A | 0 | 0.050301 | 0.90669 | 1.0113 | 0.046122 | 0.046122
2018-07-07 | 6 | 1 | Summer: Off-Peak |  | 73 | Cooling | 0 | 1.0122 | 0.98855 | 0 | #N/A | 0 | #N/A | 0 | 0.050301 | 0.81803 | 1.0113 | 0.041612 | 0.041612
2018-07-07 | 6 | 2 | Summer: Off-Peak |  | 72 | Cooling | 0 | 1.051 | 0.98855 | 0 | #N/A | 0 | #N/A | 0 | 0.046446 | 0.74508 | 1.0113 | 0.034996 | 0.034996
2018-07-07 | 6 | 3 | Summer: Off-Peak |  | 72 | Cooling | 0 | 1.0924 | 0.98855 | 0 | #N/A | 0 | #N/A | 0 | 0.046446 | 0.69159 | 1.0113 | 0.032484 | 0.032484
2018-07-07 | 6 | 4 | Summer: Off-Peak |  | 70 | Cooling | 0 | 1.1348 | 0.98855 | 0 | 4.3818 | 0 | 4.3586 | 0 | 0.040605 | 0.64739 | 1.0113 | 0.026584 | 0.026584
2018-07-07 | 6 | 5 | Summer: Off-Peak |  | 70 | Cooling | 0 | 1.1636 | 0.98855 | 0 | 4.3818 | 0 | 4.3586 | 0 | 0.040605 | 0.7214 | 1.0113 | 0.029623 | 0.029623
2018-07-07 | 6 | 6 | Summer: Off-Peak |  | 72 | Cooling | 0 | 1.2084 | 0.98855 | 0 | #N/A | 0 | #N/A | 0 | 0.046446 | 0.87787 | 1.0113 | 0.041234 | 0.041234
2018-07-07 | 6 | 7 | Summer: Off-Peak |  | 75 | Cooling | 0 | 1.1637 | 0.98855 | 0 | #N/A | 0 | #N/A | 0 | 0.059881 | 0.97331 | 1.0113 | 0.058941 | 0.058941
2018-07-07 | 6 | 8 | Summer: Off-Peak |  | 81 | Cooling | 0 | 1.0942 | 0.98855 | 0 | #N/A | 0 | #N/A | 0 | 0.10358 | 0.9494 | 1.0113 | 0.099444 | 0.099444
2018-07-07 | 6 | 9 | Summer: Off-Peak |  | 82 | Cooling | 0 | 1.0343 | 0.98855 | 0 | #N/A | 0 | #N/A | 0 | 0.11304 | 0.84085 | 1.0113 | 0.096121 | 0.096121
2018-07-07 | 6 | 10 | Summer: Off-Peak |  | 86 | Cooling | 0 | 0.98112 | 0.98855 | 0 | #N/A | 0 | #N/A | 0 | 0.15712 | 0.74504 | 1.0113 | 0.11838 | 0.11838
2018-07-07 | 6 | 11 | Summer: Off-Peak |  | 88 | Cooling | 0 | 0.94956 | 0.98855 | 0 | #N/A | 0 | #N/A | 0 | 0.1829 | 0.72851 | 1.0113 | 0.13475 | 0.13475
2018-07-07 | 6 | 12 | Summer: Off-Peak |  | 90 | Cooling | 0 | 0.91648 | 0.98855 | 0 | #N/A | 0 | #N/A | 0 | 0.21118 | 0.75911 | 1.0113 | 0.16212 | 0.16212
2018-07-07 | 6 | 13 | Summer: Off-Peak |  | 90 | Cooling | 0 | 0.9004 | 0.98855 | 0 | #N/A | 0 | #N/A | 0 | 0.21118 | 0.79116 | 1.0113 | 0.16896 | 0.16896
2018-07-07 | 6 | 14 | Summer: Off-Peak |  | 91 | Cooling | 0 | 0.86033 | 0.98855 | 0 | #N/A | 0 | #N/A | 0 | 0.22625 | 0.84356 | 1.0113 | 0.19301 | 0.19301
2018-07-07 | 6 | 15 | Summer: Off-Peak |  | 91 | Cooling | 0 | 0.85755 | 0.98855 | 0 | #N/A | 0 | #N/A | 0 | 0.22625 | 0.96593 | 1.0113 | 0.22101 | 0.22101
2018-07-07 | 6 | 16 | Summer: Off-Peak |  | 91 | Cooling | 0 | 0.88345 | 0.98855 | 0 | #N/A | 0 | #N/A | 0 | 0.22625 | 1.1649 | 1.0113 | 0.26654 | 0.26654
2018-07-07 | 6 | 17 | Summer: Off-Peak |  | 90 | Cooling | 0 | 0.94026 | 0.98855 | 0 | #N/A | 0 | #N/A | 0 | 0.21118 | 1.3522 | 1.0113 | 0.28877 | 0.28877
2018-07-07 | 6 | 18 | Summer: Off-Peak |  | 86 | Cooling | 0 | 0.98182 | 0.98855 | 0 | #N/A | 0 | #N/A | 0 | 0.15712 | 1.5599 | 1.0113 | 0.24786 | 0.24786
2018-07-07 | 6 | 19 | Summer: Off-Peak |  | 82 | Cooling | 0 | 0.98419 | 0.98855 | 0 | #N/A | 0 | #N/A | 0 | 0.11304 | 1.6764 | 1.0113 | 0.19164 | 0.19164
2018-07-07 | 6 | 20 | Summer: Off-Peak |  | 79 | Cooling | 0 | 0.97072 | 0.98855 | 0 | #N/A | 0 | #N/A | 0 | 0.086518 | 1.5244 | 1.0113 | 0.13337 | 0.13337
2018-07-07 | 6 | 21 | Summer: Off-Peak |  | 77 | Cooling | 0 | 0.95751 | 0.98855 | 0 | #N/A | 0 | #N/A | 0 | 0.071953 | 1.4449 | 1.0113 | 0.10514 | 0.10514
2018-07-07 | 6 | 22 | Summer: Off-Peak |  | 75 | Cooling | 0 | 0.94265 | 0.98855 | 0 | #N/A | 0 | #N/A | 0 | 0.059881 | 1.2427 | 1.0113 | 0.075254 | 0.075254
2018-07-07 | 6 | 23 | Summer: Off-Peak |  | 73 | Cooling | 0 | 0.94451 | 0.98855 | 0 | #N/A | 0 | #N/A | 0 | 0.050301 | 1.0298 | 1.0113 | 0.052382 | 0.052382
2018-07-08 | 7 | 0 | Summer: Off-Peak |  | 73 | Cooling | 0 | 0.97482 | 0.93761 | 0 | #N/A | 0 | #N/A | 0 | 0.050301 | 0.90669 | 1.0096 | 0.046046 | 0.046046
2018-07-08 | 7 | 1 | Summer: Off-Peak |  | 72 | Cooling | 0 | 1.0122 | 0.93761 | 0 | #N/A | 0 | #N/A | 0 | 0.046446 | 0.81803 | 1.0096 | 0.03836 | 0.03836
2018-07-08 | 7 | 2 | Summer: Off-Peak |  | 72 | Cooling | 0 | 1.051 | 0.93761 | 0 | #N/A | 0 | #N/A | 0 | 0.046446 | 0.74508 | 1.0096 | 0.034938 | 0.034938
2018-07-08 | 7 | 3 | Summer: Off-Peak |  | 70 | Cooling | 0 | 1.0924 | 0.93761 | 0 | 4.3818 | 0 | 4.3586 | 0 | 0.040605 | 0.69159 | 1.0096 | 0.028352 | 0.028352
2018-07-08 | 7 | 4 | Summer: Off-Peak |  | 70 | Cooling | 0 | 1.1348 | 0.93761 | 0 | 4.3818 | 0 | 4.3586 | 0 | 0.040605 | 0.64739 | 1.0096 | 0.02654 | 0.02654
2018-07-08 | 7 | 5 | Summer: Off-Peak |  | 70 | Cooling | 0 | 1.1636 | 0.93761 | 0 | 4.3818 | 0 | 4.3586 | 0 | 0.040605 | 0.7214 | 1.0096 | 0.029574 | 0.029574
2018-07-08 | 7 | 6 | Summer: Off-Peak |  | 73 | Cooling | 0 | 1.2084 | 0.93761 | 0 | #N/A | 0 | #N/A | 0 | 0.050301 | 0.87787 | 1.0096 | 0.044582 | 0.044582
2018-07-08 | 7 | 7 | Summer: Off-Peak |  | 77 | Cooling | 0 | 1.1637 | 0.93761 | 0 | #N/A | 0 | #N/A | 0 | 0.071953 | 0.97331 | 1.0096 | 0.070707 | 0.070707
2018-07-08 | 7 | 8 | Summer: Off-Peak |  | 81 | Cooling | 0 | 1.0942 | 0.93761 | 0 | #N/A | 0 | #N/A | 0 | 0.10358 | 0.9494 | 1.0096 | 0.09928 | 0.09928
2018-07-08 | 7 | 9 | Summer: Off-Peak |  | 84 | Cooling | 0 | 1.0343 | 0.93761 | 0 | #N/A | 0 | #N/A | 0 | 0.13383 | 0.84085 | 1.0096 | 0.11362 | 0.11362
2018-07-08 | 7 | 10 | Summer: Off-Peak |  | 88 | Cooling | 0 | 0.98112 | 0.93761 | 0 | #N/A | 0 | #N/A | 0 | 0.1829 | 0.74504 | 1.0096 | 0.13758 | 0.13758
2018-07-08 | 7 | 11 | Summer: Off-Peak |  | 88 | Cooling | 0 | 0.94956 | 0.93761 | 0 | #N/A | 0 | #N/A | 0 | 0.1829 | 0.72851 | 1.0096 | 0.13453 | 0.13453
2018-07-08 | 7 | 12 | Summer: Off-Peak |  | 90 | Cooling | 0 | 0.91648 | 0.93761 | 0 | #N/A | 0 | #N/A | 0 | 0.21118 | 0.75911 | 1.0096 | 0.16185 | 0.16185
2018-07-08 | 7 | 13 | Summer: Off-Peak |  | 82 | Cooling | 0 | 0.9004 | 0.93761 | 0 | #N/A | 0 | #N/A | 0 | 0.11304 | 0.79116 | 1.0096 | 0.090292 | 0.090292
2018-07-08 | 7 | 14 | Summer: Off-Peak |  | 79 | Cooling | 0 | 0.86033 | 0.93761 | 0 | #N/A | 0 | #N/A | 0 | 0.086518 | 0.84356 | 1.0096 | 0.073685 | 0.073685
2018-07-08 | 7 | 15 | Summer: Off-Peak |  | 81 | Cooling | 0 | 0.85755 | 0.93761 | 0 | #N/A | 0 | #N/A | 0 | 0.10358 | 0.96593 | 1.0096 | 0.10101 | 0.10101
2018-07-08 | 7 | 16 | Summer: Off-Peak |  | 82 | Cooling | 0 | 0.88345 | 0.93761 | 0 | #N/A | 0 | #N/A | 0 | 0.11304 | 1.1649 | 1.0096 | 0.13295 | 0.13295
2018-07-08 | 7 | 17 | Summer: Off-Peak |  | 84 | Cooling | 0 | 0.94026 | 0.93761 | 0 | #N/A | 0 | #N/A | 0 | 0.13383 | 1.3522 | 1.0096 | 0.18271 | 0.18271
2018-07-08 | 7 | 18 | Summer: Off-Peak |  | 82 | Cooling | 0 | 0.98182 | 0.93761 | 0 | #N/A | 0 | #N/A | 0 | 0.11304 | 1.5599 | 1.0096 | 0.17802 | 0.17802
2018-07-08 | 7 | 19 | Summer: Off-Peak |  | 81 | Cooling | 0 | 0.98419 | 0.93761 | 0 | #N/A | 0 | #N/A | 0 | 0.10358 | 1.6764 | 1.0096 | 0.17531 | 0.17531
2018-07-08 | 7 | 20 | Summer: Off-Peak |  | 77 | Cooling | 0 | 0.97072 | 0.93761 | 0 | #N/A | 0 | #N/A | 0 | 0.071953 | 1.5244 | 1.0096 | 0.11074 | 0.11074
2018-07-08 | 7 | 21 | Summer: Off-Peak |  | 75 | Cooling | 0 | 0.95751 | 0.93761 | 0 | #N/A | 0 | #N/A | 0 | 0.059881 | 1.4449 | 1.0096 | 0.087352 | 0.087352
2018-07-08 | 7 | 22 | Summer: Off-Peak |  | 73 | Cooling | 0 | 0.94265 | 0.93761 | 0 | #N/A | 0 | #N/A | 0 | 0.050301 | 1.2427 | 1.0096 | 0.063111 | 0.063111
2018-07-08 | 7 | 23 | Summer: Off-Peak |  | 73 | Cooling | 0 | 0.94451 | 0.93761 | 0 | #N/A | 0 | #N/A | 0 | 0.050301 | 1.0298 | 1.0096 | 0.052296 | 0.052296
2018-07-09 | 1 | 0 | Summer: Off-Peak |  | 72 | Cooling | 0 | 0.97482 | 1.0177 | 0 | #N/A | 0 | #N/A | 0 | 0.046446 | 0.90669 | 0.9441 | 0.039758 | 0.039758
2018-07-09 | 1 | 1 | Summer: Off-Peak |  | 72 | Cooling | 0 | 1.0122 | 1.0177 | 0 | #N/A | 0 | #N/A | 0 | 0.046446 | 0.81803 | 0.9441 | 0.03587 | 0.03587
2018-07-09 | 1 | 2 | Summer: Off-Peak |  | 72 | Cooling | 0 | 1.051 | 1.0177 | 0 | #N/A | 0 | #N/A | 0 | 0.046446 | 0.74508 | 0.9441 | 0.032671 | 0.032671
2018-07-09 | 1 | 3 | Summer: Off-Peak |  | 70 | Cooling | 0 | 1.0924 | 1.0177 | 0 | 4.3818 | 0 | 4.3586 | 0 | 0.040605 | 0.69159 | 0.9441 | 0.026512 | 0.026512
2018-07-09 | 1 | 4 | Summer: Off-Peak |  | 68 | Cooling | 0 | 1.1348 | 1.0177 | 0 | 4.3818 | 0 | 4.3586 | 0 | 0.037256 | 0.64739 | 0.9441 | 0.022771 | 0.022771
2018-07-09 | 1 | 5 | Summer: Off-Peak |  | 70 | Cooling | 0 | 1.1636 | 1.0177 | 0 | 4.3818 | 0 | 4.3586 | 0 | 0.040605 | 0.7214 | 0.9441 | 0.027655 | 0.027655
2018-07-09 | 1 | 6 | Summer: Off-Peak |  | 70 | Cooling | 0 | 1.2084 | 1.0177 | 0 | 4.3818 | 0 | 4.3586 | 0 | 0.040605 | 0.87787 | 0.9441 | 0.033653 | 0.033653
2018-07-09 | 1 | 7 | Summer: On-Peak |  | 73 | Cooling | 0 | 1.1637 | 1.0177 | 0 | #N/A | 0 | #N/A | 0 | 0.050301 | 0.97331 | 0.9441 | 0.046222 | 0.046222
2018-07-09 | 1 | 8 | Summer: On-Peak |  | 75 | Cooling | 0 | 1.0942 | 1.0177 | 0 | #N/A | 0 | #N/A | 0 | 0.059881 | 0.9494 | 0.9441 | 0.053673 | 0.053673
2018-07-09 | 1 | 9 | Summer: On-Peak |  | 79 | Cooling | 0 | 1.0343 | 1.0177 | 0 | #N/A | 0 | #N/A | 0 | 0.086518 | 0.84085 | 0.9441 | 0.068682 | 0.068682
2018-07-09 | 1 | 10 | Summer: On-Peak |  | 82 | Cooling | 0 | 0.98112 | 1.0177 | 0 | #N/A | 0 | #N/A | 0 | 0.11304 | 0.74504 | 0.9441 | 0.07951 | 0.07951
2018-07-09 | 1 | 11 | Summer: On-Peak |  | 84 | Cooling | 0 | 0.94956 | 1.0177 | 0 | #N/A | 0 | #N/A | 0 | 0.13383 | 0.72851 | 0.9441 | 0.092049 | 0.092049
2018-07-09 | 1 | 12 | Summer: On-Peak |  | 84 | Cooling | 0 | 0.91648 | 1.0177 | 0 | #N/A | 0 | #N/A | 0 | 0.13383 | 0.75911 | 0.9441 | 0.095916 | 0.095916
2018-07-09 | 1 | 13 | Summer: On-Peak | Summer | 86 | Cooling | 0 | 0.9004 | 1.0177 | 0 | #N/A | 0 | #N/A | 0 | 0.15712 | 0.79116 | 0.9441 | 0.11736 | 0.11736
2018-07-09 | 1 | 14 | Summer: On-Peak | Summer | 88 | Cooling | 0 | 0.86033 | 1.0177 | 0 | #N/A | 0 | #N/A | 0 | 0.1829 | 0.84356 | 0.9441 | 0.14566 | 0.14566
2018-07-09 | 1 | 15 | Summer: On-Peak | Summer | 88 | Cooling | 0 | 0.85755 | 1.0177 | 0 | #N/A | 0 | #N/A | 0 | 0.1829 | 0.96593 | 0.9441 | 0.1668 | 0.1668
2018-07-09 | 1 | 16 | Summer: On-Peak | Summer | 88 | Cooling | 0 | 0.88345 | 1.0177 | 0 | #N/A | 0 | #N/A | 0 | 0.1829 | 1.1649 | 0.9441 | 0.20116 | 0.20116
2018-07-09 | 1 | 17 | Summer: On-Peak |  | 86 | Cooling | 0 | 0.94026 | 1.0177 | 0 | #N/A | 0 | #N/A | 0 | 0.15712 | 1.3522 | 0.9441 | 0.20058 | 0.20058
2018-07-09 | 1 | 18 | Summer: On-Peak |  | 84 | Cooling | 0 | 0.98182 | 1.0177 | 0 | #N/A | 0 | #N/A | 0 | 0.13383 | 1.5599 | 0.9441 | 0.1971 | 0.1971
2018-07-09 | 1 | 19 | Summer: On-Peak |  | 81 | Cooling | 0 | 0.98419 | 1.0177 | 0 | #N/A | 0 | #N/A | 0 | 0.10358 | 1.6764 | 0.9441 | 0.16393 | 0.16393
2018-07-09 | 1 | 20 | Summer: On-Peak |  | 79 | Cooling | 0 | 0.97072 | 1.0177 | 0 | #N/A | 0 | #N/A | 0 | 0.086518 | 1.5244 | 0.9441 | 0.12451 | 0.12451
2018-07-09 | 1 | 21 | Summer: On-Peak |  | 77 | Cooling | 0 | 0.95751 | 1.0177 | 0 | #N/A | 0 | #N/A | 0 | 0.071953 | 1.4449 | 0.9441 | 0.09815 | 0.09815
2018-07-09 | 1 | 22 | Summer: On-Peak |  | 75 | Cooling | 0 | 0.94265 | 1.0177 | 0 | #N/A | 0 | #N/A | 0 | 0.059881 | 1.2427 | 0.9441 | 0.070255 | 0.070255
2018-07-09 | 1 | 23 | Summer: Off-Peak |  | 75 | Cooling | 0 | 0.94451 | 1.0177 | 0 | #N/A | 0 | #N/A | 0 | 0.059881 | 1.0298 | 0.9441 | 0.058215 | 0.058215
2018-07-10 | 2 | 0 | Summer: Off-Peak |  | 75 | Cooling | 0 | 0.97482 | 1.02 | 0 | #N/A | 0 | #N/A | 0 | 0.059881 | 0.90669 | 0.83669 | 0.045426 | 0.045426
2018-07-10 | 2 | 1 | Summer: Off-Peak |  | 75 | Cooling | 0 | 1.0122 | 1.02 | 0 | #N/A | 0 | #N/A | 0 | 0.059881 | 0.81803 | 0.83669 | 0.040985 | 0.040985
2018-07-10 | 2 | 2 | Summer: Off-Peak |  | 72 | Cooling | 0 | 1.051 | 1.02 | 0 | #N/A | 0 | #N/A | 0 | 0.046446 | 0.74508 | 0.83669 | 0.028954 | 0.028954
2018-07-10 | 2 | 3 | Summer: Off-Peak |  | 72 | Cooling | 0 | 1.0924 | 1.02 | 0 | #N/A | 0 | #N/A | 0 | 0.046446 | 0.69159 | 0.83669 | 0.026875 | 0.026875
2018-07-10 | 2 | 4 | Summer: Off-Peak |  | 70 | Cooling | 0 | 1.1348 | 1.02 | 0 | 4.3818 | 0 | 4.3586 | 0 | 0.040605 | 0.64739 | 0.83669 | 0.021994 | 0.021994
2018-07-10 | 2 | 5 | Summer: Off-Peak |  | 70 | Cooling | 0 | 1.1636 | 1.02 | 0 | 4.3818 | 0 | 4.3586 | 0 | 0.040605 | 0.7214 | 0.83669 | 0.024508 | 0.024508
2018-07-10 | 2 | 6 | Summer: Off-Peak |  | 66 | Cooling | 0 | 1.2084 | 1.02 | 0 | 4.3818 | 0 | 4.3586 | 0 | 0.0364 | 0.87787 | 0.83669 | 0.026736 | 0.026736
2018-07-10 | 2 | 7 | Summer: On-Peak |  | 66 | Cooling | 0 | 1.1637 | 1.02 | 0 | 4.3818 | 0 | 4.3586 | 0 | 0.0364 | 0.97331 | 0.83669 | 0.029643 | 0.029643
2018-07-10 | 2 | 8 | Summer: On-Peak |  | 66 | Cooling | 0 | 1.0942 | 1.02 | 0 | 4.3818 | 0 | 4.3586 | 0 | 0.0364 | 0.9494 | 0.83669 | 0.028914 | 0.028914
2018-07-10 | 2 | 9 | Summer: On-Peak |  | 70 | Cooling | 0 | 1.0343 | 1.02 | 0 | 4.3818 | 0 | 4.3586 | 0 | 0.040605 | 0.84085 | 0.83669 | 0.028566 | 0.028566
2018-07-10 | 2 | 10 | Summer: On-Peak |  | 70 | Cooling | 0 | 0.98112 | 1.02 | 0 | 4.3818 | 0 | 4.3586 | 0 | 0.040605 | 0.74504 | 0.83669 | 0.025311 | 0.025311
2018-07-10 | 2 | 11 | Summer: On-Peak |  | 72 | Cooling | 0 | 0.94956 | 1.02 | 0 | #N/A | 0 | #N/A | 0 | 0.046446 | 0.72851 | 0.83669 | 0.02831 | 0.02831
2018-07-10 | 2 | 12 | Summer: On-Peak |  | 72 | Cooling | 0 | 0.91648 | 1.02 | 0 | #N/A | 0 | #N/A | 0 | 0.046446 | 0.75911 | 0.83669 | 0.029499 | 0.029499
2018-07-10 | 2 | 13 | Summer: On-Peak | Summer | 73 | Cooling | 0 | 0.9004 | 1.02 | 0 | #N/A | 0 | #N/A | 0 | 0.050301 | 0.79116 | 0.83669 | 0.033297 | 0.033297
2018-07-10 | 2 | 14 | Summer: On-Peak | Summer | 75 | Cooling | 0 | 0.86033 | 1.02 | 0 | #N/A | 0 | #N/A | 0 | 0.059881 | 0.84356 | 0.83669 | 0.042263 | 0.042263
2018-07-10 | 2 | 15 | Summer: On-Peak | Summer | 75 | Cooling | 0 | 0.85755 | 1.02 | 0 | #N/A | 0 | #N/A | 0 | 0.059881 | 0.96593 | 0.83669 | 0.048394 | 0.048394
2018-07-10 | 2 | 16 | Summer: On-Peak | Summer | 75 | Cooling | 0 | 0.88345 | 1.02 | 0 | #N/A | 0 | #N/A | 0 | 0.059881 | 1.1649 | 0.83669 | 0.058365 | 0.058365
2018-07-10 | 2 | 17 | Summer: On-Peak |  | 75 | Cooling | 0 | 0.94026 | 1.02 | 0 | #N/A | 0 | #N/A | 0 | 0.059881 | 1.3522 | 0.83669 | 0.067745 | 0.067745
2018-07-10 | 2 | 18 | Summer: On-Peak |  | 75 | Cooling | 0 | 0.98182 | 1.02 | 0 | #N/A | 0 | #N/A | 0 | 0.059881 | 1.5599 | 0.83669 | 0.078152 | 0.078152
2018-07-10 | 2 | 19 | Summer: On-Peak |  | 73 | Cooling | 0 | 0.98419 | 1.02 | 0 | #N/A | 0 | #N/A | 0 | 0.050301 | 1.6764 | 0.83669 | 0.070554 | 0.070554
2018-07-10 | 2 | 20 | Summer: On-Peak |  | 70 | Cooling | 0 | 0.97072 | 1.02 | 0 | 4.3818 | 0 | 4.3586 | 0 | 0.040605 | 1.5244 | 0.83669 | 0.051788 | 0.051788
2018-07-10 | 2 | 21 | Summer: On-Peak |  | 68 | Cooling | 0 | 0.95751 | 1.02 | 0 | 4.3818 | 0 | 4.3586 | 0 | 0.037256 | 1.4449 | 0.83669 | 0.045039 | 0.045039
2018-07-10 | 2 | 22 | Summer: On-Peak |  | 66 | Cooling | 0 | 0.94265 | 1.02 | 0 | 4.3818 | 0 | 4.3586 | 0 | 0.0364 | 1.2427 | 0.83669 | 0.037847 | 0.037847
2018-07-10 | 2 | 23 | Summer: Off-Peak |  | 66 | Cooling | 0 | 0.94451 | 1.02 | 0 | 4.3818 | 0 | 4.3586 | 0 | 0.0364 | 1.0298 | 0.83669 | 0.031361 | 0.031361
2018-07-11 | 3 | 0 | Summer: Off-Peak |  | 64 | Cooling | 0 | 0.97482 | 1.0263 | 0 | 4.3818 | 0 | 4.3586 | 0 | 0.038036 | 0.90669 | 0.94211 | 0.032491 | 0.032491
2018-07-11 | 3 | 1 | Summer: Off-Peak |  | 64 | Cooling | 0 | 1.0122 | 1.0263 | 0 | 4.3818 | 0 | 4.3586 | 0 | 0.038036 | 0.81803 | 0.94211 | 0.029314 | 0.029314
2018-07-11 | 3 | 2 | Summer: Off-Peak |  | 64 | Cooling | 0 | 1.051 | 1.0263 | 0 | 4.3818 | 0 | 4.3586 | 0 | 0.038036 | 0.74508 | 0.94211 | 0.026699 | 0.026699
2018-07-11 | 3 | 3 | Summer: Off-Peak |  | 63 | Cooling | 0 | 1.0924 | 1.0263 | 0 | 4.3818 | 0 | 4.3586 | 0 | 0.039789 | 0.69159 | 0.94211 | 0.025925 | 0.025925
2018-07-11 | 3 | 4 | Summer: Off-Peak |  | 63 | Cooling | 0 | 1.1348 | 1.0263 | 0 | 4.3818 | 0 | 4.3586 | 0 | 0.039789 | 0.64739 | 0.94211 | 0.024268 | 0.024268
2018-07-11 | 3 | 5 | Summer: Off-Peak |  | 63 | Cooling | 0 | 1.1636 | 1.0263 | 0 | 4.3818 | 0 | 4.3586 | 0 | 0.039789 | 0.7214 | 0.94211 | 0.027042 | 0.027042
2018-07-11 | 3 | 6 | Summer: Off-Peak |  | 63 | Cooling | 0 | 1.2084 | 1.0263 | 0 | 4.3818 | 0 | 4.3586 | 0 | 0.039789 | 0.87787 | 0.94211 | 0.032908 | 0.032908
2018-07-11 | 3 | 7 | Summer: On-Peak |  | 64 | Cooling | 0 | 1.1637 | 1.0263 | 0 | 4.3818 | 0 | 4.3586 | 0 | 0.038036 | 0.97331 | 0.94211 | 0.034878 | 0.034878
2018-07-11 | 3 | 8 | Summer: On-Peak |  | 70 | Cooling | 0 | 1.0942 | 1.0263 | 0 | 4.3818 | 0 | 4.3586 | 0 | 0.040605 | 0.9494 | 0.94211 | 0.036318 | 0.036318
2018-07-11 | 3 | 9 | Summer: On-Peak |  | 73 | Cooling | 0 | 1.0343 | 1.0263 | 0 | #N/A | 0 | #N/A | 0 | 0.050301 | 0.84085 | 0.94211 | 0.039847 | 0.039847
2018-07-11 | 3 | 10 | Summer: On-Peak |  | 79 | Cooling | 0 | 0.98112 | 1.0263 | 0 | #N/A | 0 | #N/A | 0 | 0.086518 | 0.74504 | 0.94211 | 0.060728 | 0.060728
2018-07-11 | 3 | 11 | Summer: On-Peak |  | 79 | Cooling | 0 | 0.94956 | 1.0263 | 0 | #N/A | 0 | #N/A | 0 | 0.086518 | 0.72851 | 0.94211 | 0.05938 | 0.05938
2018-07-11 | 3 | 12 | Summer: On-Peak |  | 81 | Cooling | 0 | 0.91648 | 1.0263 | 0 | #N/A | 0 | #N/A | 0 | 0.10358 | 0.75911 | 0.94211 | 0.074073 | 0.074073
2018-07-11 | 3 | 13 | Summer: On-Peak | Summer | 82 | Cooling | 0 | 0.9004 | 1.0263 | 0 | #N/A | 0 | #N/A | 0 | 0.11304 | 0.79116 | 0.94211 | 0.084254 | 0.084254
2018-07-11 | 3 | 14 | Summer: On-Peak | Summer | 82 | Cooling | 0 | 0.86033 | 1.0263 | 0 | #N/A | 0 | #N/A | 0 | 0.11304 | 0.84356 | 0.94211 | 0.089834 | 0.089834
2018-07-11 | 3 | 15 | Summer: On-Peak | Summer | 84 | Cooling | 0 | 0.85755 | 1.0263 | 0 | #N/A | 0 | #N/A | 0 | 0.13383 | 0.96593 | 0.94211 | 0.12179 | 0.12179
2018-07-11 | 3 | 16 | Summer: On-Peak | Summer | 82 | Cooling | 0 | 0.88345 | 1.0263 | 0 | #N/A | 0 | #N/A | 0 | 0.11304 | 1.1649 | 0.94211 | 0.12406 | 0.12406
2018-07-11 | 3 | 17 | Summer: On-Peak |  | 82 | Cooling | 0 | 0.94026 | 1.0263 | 0 | #N/A | 0 | #N/A | 0 | 0.11304 | 1.3522 | 0.94211 | 0.144 | 0.144
2018-07-11 | 3 | 18 | Summer: On-Peak |  | 81 | Cooling | 0 | 0.98182 | 1.0263 | 0 | #N/A | 0 | #N/A | 0 | 0.10358 | 1.5599 | 0.94211 | 0.15221 | 0.15221
2018-07-11 | 3 | 19 | Summer: On-Peak |  | 75 | Cooling | 0 | 0.98419 | 1.0263 | 0 | #N/A | 0 | #N/A | 0 | 0.059881 | 1.6764 | 0.94211 | 0.094574 | 0.094574
2018-07-11 | 3 | 20 | Summer: On-Peak |  | 72 | Cooling | 0 | 0.97072 | 1.0263 | 0 | #N/A | 0 | #N/A | 0 | 0.046446 | 1.5244 | 0.94211 | 0.066702 | 0.066702
2018-07-11 | 3 | 21 | Summer: On-Peak |  | 70 | Cooling | 0 | 0.95751 | 1.0263 | 0 | 4.3818 | 0 | 4.3586 | 0 | 0.040605 | 1.4449 | 0.94211 | 0.055272 | 0.055272
2018-07-11 | 3 | 22 | Summer: On-Peak |  | 66 | Cooling | 0 | 0.94265 | 1.0263 | 0 | 4.3818 | 0 | 4.3586 | 0 | 0.0364 | 1.2427 | 0.94211 | 0.042616 | 0.042616
2018-07-11 | 3 | 23 | Summer: Off-Peak |  | 66 | Cooling | 0 | 0.94451 | 1.0263 | 0 | 4.3818 | 0 | 4.3586 | 0 | 0.0364 | 1.0298 | 0.94211 | 0.035313 | 0.035313
2018-07-12 | 4 | 0 | Summer: Off-Peak |  | 64 | Cooling | 0 | 0.97482 | 1.002 | 0 | 4.3818 | 0 | 4.3586 | 0 | 0.038036 | 0.90669 | 1.0706 | 0.036921 | 0.036921
2018-07-12 | 4 | 1 | Summer: Off-Peak |  | 64 | Cooling | 0 | 1.0122 | 1.002 | 0 | 4.3818 | 0 | 4.3586 | 0 | 0.038036 | 0.81803 | 1.0706 | 0.033311 | 0.033311
2018-07-12 | 4 | 2 | Summer: Off-Peak |  | 63 | Cooling | 0 | 1.051 | 1.002 | 0 | 4.3818 | 0 | 4.3586 | 0 | 0.039789 | 0.74508 | 1.0706 | 0.031738 | 0.031738
2018-07-12 | 4 | 3 | Summer: Off-Peak |  | 63 | Cooling | 0 | 1.0924 | 1.002 | 0 | 4.3818 | 0 | 4.3586 | 0 | 0.039789 | 0.69159 | 1.0706 | 0.02946 | 0.02946
2018-07-12 | 4 | 4 | Summer: Off-Peak |  | 63 | Cooling | 0 | 1.1348 | 1.002 | 0 | 4.3818 | 0 | 4.3586 | 0 | 0.039789 | 0.64739 | 1.0706 | 0.027577 | 0.027577
2018-07-12 | 4 | 5 | Summer: Off-Peak |  | 63 | Cooling | 0 | 1.1636 | 1.002 | 0 | 4.3818 | 0 | 4.3586 | 0 | 0.039789 | 0.7214 | 1.0706 | 0.030729 | 0.030729
2018-07-12 | 4 | 6 | Summer: Off-Peak |  | 66 | Cooling | 0 | 1.2084 | 1.002 | 0 | 4.3818 | 0 | 4.3586 | 0 | 0.0364 | 0.87787 | 1.0706 | 0.034209 | 0.034209
2018-07-12 | 4 | 7 | Summer: On-Peak |  | 70 | Cooling | 0 | 1.1637 | 1.002 | 0 | 4.3818 | 0 | 4.3586 | 0 | 0.040605 | 0.97331 | 1.0706 | 0.04231 | 0.04231
2018-07-12 | 4 | 8 | Summer: On-Peak |  | 75 | Cooling | 0 | 1.0942 | 1.002 | 0 | #N/A | 0 | #N/A | 0 | 0.059881 | 0.9494 | 1.0706 | 0.060863 | 0.060863
2018-07-12 | 4 | 9 | Summer: On-Peak |  | 81 | Cooling | 0 | 1.0343 | 1.002 | 0 | #N/A | 0 | #N/A | 0 | 0.10358 | 0.84085 | 1.0706 | 0.093237 | 0.093237
2018-07-12 | 4 | 10 | Summer: On-Peak |  | 81 | Cooling | 0 | 0.98112 | 1.002 | 0 | #N/A | 0 | #N/A | 0 | 0.10358 | 0.74504 | 1.0706 | 0.082613 | 0.082613
2018-07-12 | 4 | 11 | Summer: On-Peak |  | 82 | Cooling | 0 | 0.94956 | 1.002 | 0 | #N/A | 0 | #N/A | 0 | 0.11304 | 0.72851 | 1.0706 | 0.088161 | 0.088161
2018-07-12 | 4 | 12 | Summer: On-Peak |  | 82 | Cooling | 0 | 0.91648 | 1.002 | 0 | #N/A | 0 | #N/A | 0 | 0.11304 | 0.75911 | 1.0706 | 0.091864 | 0.091864
2018-07-12 | 4 | 13 | Summer: On-Peak | Summer | 82 | Cooling | 0 | 0.9004 | 1.002 | 0 | #N/A | 0 | #N/A | 0 | 0.11304 | 0.79116 | 1.0706 | 0.095742 | 0.095742
2018-07-12 | 4 | 14 | Summer: On-Peak | Summer | 84 | Cooling | 0 | 0.86033 | 1.002 | 0 | #N/A | 0 | #N/A | 0 | 0.13383 | 0.84356 | 1.0706 | 0.12086 | 0.12086
2018-07-12 | 4 | 15 | Summer: On-Peak | Summer | 86 | Cooling | 0 | 0.85755 | 1.002 | 0 | #N/A | 0 | #N/A | 0 | 0.15712 | 0.96593 | 1.0706 | 0.16248 | 0.16248
2018-07-12 | 4 | 16 | Summer: On-Peak | Summer | 86 | Cooling | 0 | 0.88345 | 1.002 | 0 | #N/A | 0 | #N/A | 0 | 0.15712 | 1.1649 | 1.0706 | 0.19595 | 0.19595
2018-07-12 | 4 | 17 | Summer: On-Peak |  | 84 | Cooling | 0 | 0.94026 | 1.002 | 0 | #N/A | 0 | #N/A | 0 | 0.13383 | 1.3522 | 1.0706 | 0.19374 | 0.19374
2018-07-12 | 4 | 18 | Summer: On-Peak |  | 81 | Cooling | 0 | 0.98182 | 1.002 | 0 | #N/A | 0 | #N/A | 0 | 0.10358 | 1.5599 | 1.0706 | 0.17297 | 0.17297
2018-07-12 | 4 | 19 | Summer: On-Peak |  | 75 | Cooling | 0 | 0.98419 | 1.002 | 0 | #N/A | 0 | #N/A | 0 | 0.059881 | 1.6764 | 1.0706 | 0.10747 | 0.10747
2018-07-12 | 4 | 20 | Summer: On-Peak |  | 73 | Cooling | 0 | 0.97072 | 1.002 | 0 | #N/A | 0 | #N/A | 0 | 0.050301 | 1.5244 | 1.0706 | 0.082088 | 0.082088
2018-07-12 | 4 | 21 | Summer: On-Peak |  | 72 | Cooling | 0 | 0.95751 | 1.002 | 0 | #N/A | 0 | #N/A | 0 | 0.046446 | 1.4449 | 1.0706 | 0.071843 | 0.071843
2018-07-12 | 4 | 22 | Summer: On-Peak |  | 72 | Cooling | 0 | 0.94265 | 1.002 | 0 | #N/A | 0 | #N/A | 0 | 0.046446 | 1.2427 | 1.0706 | 0.061792 | 0.061792
2018-07-12 | 4 | 23 | Summer: Off-Peak |  | 72 | Cooling | 0 | 0.94451 | 1.002 | 0 | #N/A | 0 | #N/A | 0 | 0.046446 | 1.0298 | 1.0706 | 0.051203 | 0.051203
2018-07-13 | 5 | 0 | Summer: Off-Peak |  | 73 | Cooling | 0 | 0.97482 | 1.0078 | 0 | #N/A | 0 | #N/A | 0 | 0.050301 | 0.90669 | 1.1856 | 0.054073 | 0.054073
2018-07-13 | 5 | 1 | Summer: Off-Peak |  | 70 | Cooling | 0 | 1.0122 | 1.0078 | 0 | 4.3818 | 0 | 4.3586 | 0 | 0.040605 | 0.81803 | 1.1856 | 0.039382 | 0.039382
2018-07-13 | 5 | 2 | Summer: Off-Peak |  | 70 | Cooling | 0 | 1.051 | 1.0078 | 0 | 4.3818 | 0 | 4.3586 | 0 | 0.040605 | 0.74508 | 1.1856 | 0.035869 | 0.035869
2018-07-13 | 5 | 3 | Summer: Off-Peak |  | 70 | Cooling | 0 | 1.0924 | 1.0078 | 0 | 4.3818 | 0 | 4.3586 | 0 | 0.040605 | 0.69159 | 1.1856 | 0.033294 | 0.033294
2018-07-13 | 5 | 4 | Summer: Off-Peak |  | 70 | Cooling | 0 | 1.1348 | 1.0078 | 0 | 4.3818 | 0 | 4.3586 | 0 | 0.040605 | 0.64739 | 1.1856 | 0.031166 | 0.031166
2018-07-13 | 5 | 5 | Summer: Off-Peak |  | 70 | Cooling | 0 | 1.1636 | 1.0078 | 0 | 4.3818 | 0 | 4.3586 | 0 | 0.040605 | 0.7214 | 1.1856 | 0.034729 | 0.034729
2018-07-13 | 5 | 6 | Summer: Off-Peak |  | 70 | Cooling | 0 | 1.2084 | 1.0078 | 0 | 4.3818 | 0 | 4.3586 | 0 | 0.040605 | 0.87787 | 1.1856 | 0.042262 | 0.042262
2018-07-13 | 5 | 7 | Summer: On-Peak |  | 68 | Cooling | 0 | 1.1637 | 1.0078 | 0 | 4.3818 | 0 | 4.3586 | 0 | 0.037256 | 0.97331 | 1.1856 | 0.042993 | 0.042993
2018-07-13 | 5 | 8 | Summer: On-Peak |  | 73 | Cooling | 0 | 1.0942 | 1.0078 | 0 | #N/A | 0 | #N/A | 0 | 0.050301 | 0.9494 | 1.1856 | 0.05662 | 0.05662
2018-07-13 | 5 | 9 | Summer: On-Peak |  | 73 | Cooling | 0 | 1.0343 | 1.0078 | 0 | #N/A | 0 | #N/A | 0 | 0.050301 | 0.84085 | 1.1856 | 0.050147 | 0.050147
2018-07-13 | 5 | 10 | Summer: On-Peak |  | 75 | Cooling | 0 | 0.98112 | 1.0078 | 0 | #N/A | 0 | #N/A | 0 | 0.059881 | 0.74504 | 1.1856 | 0.052895 | 0.052895
2018-07-13 | 5 | 11 | Summer: On-Peak |  | 79 | Cooling | 0 | 0.94956 | 1.0078 | 0 | #N/A | 0 | #N/A | 0 | 0.086518 | 0.72851 | 1.1856 | 0.074729 | 0.074729
2018-07-13 | 5 | 12 | Summer: On-Peak |  | 79 | Cooling | 0 | 0.91648 | 1.0078 | 0 | #N/A | 0 | #N/A | 0 | 0.086518 | 0.75911 | 1.1856 | 0.077868 | 0.077868
2018-07-13 | 5 | 13 | Summer: On-Peak | Summer | 79 | Cooling | 0 | 0.9004 | 1.0078 | 0 | #N/A | 0 | #N/A | 0 | 0.086518 | 0.79116 | 1.1856 | 0.081155 | 0.081155
2018-07-13 | 5 | 14 | Summer: On-Peak | Summer | 81 | Cooling | 0 | 0.86033 | 1.0078 | 0 | #N/A | 0 | #N/A | 0 | 0.10358 | 0.84356 | 1.1856 | 0.10359 | 0.10359
2018-07-13 | 5 | 15 | Summer: On-Peak | Summer | 81 | Cooling | 0 | 0.85755 | 1.0078 | 0 | #N/A | 0 | #N/A | 0 | 0.10358 | 0.96593 | 1.1856 | 0.11862 | 0.11862
2018-07-13 | 5 | 16 | Summer: On-Peak | Summer | 79 | Cooling | 0 | 0.88345 | 1.0078 | 0 | #N/A | 0 | #N/A | 0 | 0.086518 | 1.1649 | 1.1856 | 0.1195 | 0.1195
2018-07-13 | 5 | 17 | Summer: On-Peak |  | 75 | Cooling | 0 | 0.94026 | 1.0078 | 0 | #N/A | 0 | #N/A | 0 | 0.059881 | 1.3522 | 1.1856 | 0.095998 | 0.095998
2018-07-13 | 5 | 18 | Summer: On-Peak |  | 73 | Cooling | 0 | 0.98182 | 1.0078 | 0 | #N/A | 0 | #N/A | 0 | 0.050301 | 1.5599 | 1.1856 | 0.093029 | 0.093029
2018-07-13 | 5 | 19 | Summer: On-Peak |  | 70 | Cooling | 0 | 0.98419 | 1.0078 | 0 | 4.3818 | 0 | 4.3586 | 0 | 0.040605 | 1.6764 | 1.1856 | 0.080706 | 0.080706
2018-07-13 | 5 | 20 | Summer: On-Peak |  | 70 | Cooling | 0 | 0.97072 | 1.0078 | 0 | 4.3818 | 0 | 4.3586 | 0 | 0.040605 | 1.5244 | 1.1856 | 0.073386 | 0.073386
2018-07-13 | 5 | 21 | Summer: On-Peak |  | 68 | Cooling | 0 | 0.95751 | 1.0078 | 0 | 4.3818 | 0 | 4.3586 | 0 | 0.037256 | 1.4449 | 1.1856 | 0.063822 | 0.063822
2018-07-13 | 5 | 22 | Summer: On-Peak |  | 68 | Cooling | 0 | 0.94265 | 1.0078 | 0 | 4.3818 | 0 | 4.3586 | 0 | 0.037256 | 1.2427 | 1.1856 | 0.054893 | 0.054893
2018-07-13 | 5 | 23 | Summer: Off-Peak |  | 66 | Cooling | 0 | 0.94451 | 1.0078 | 0 | 4.3818 | 0 | 4.3586 | 0 | 0.0364 | 1.0298 | 1.1856 | 0.044441 | 0.044441
2018-07-14 | 6 | 0 | Summer: Off-Peak |  | 66 | Cooling | 0 | 0.97482 | 0.98855 | 0 | 4.3818 | 0 | 4.3586 | 0 | 0.0364 | 0.90669 | 1.0113 | 0.033376 | 0.033376
2018-07-14 | 6 | 1 | Summer: Off-Peak |  | 66 | Cooling | 0 | 1.0122 | 0.98855 | 0 | 4.3818 | 0 | 4.3586 | 0 | 0.0364 | 0.81803 | 1.0113 | 0.030113 | 0.030113
2018-07-14 | 6 | 2 | Summer: Off-Peak |  | 66 | Cooling | 0 | 1.051 | 0.98855 | 0 | 4.3818 | 0 | 4.3586 | 0 | 0.0364 | 0.74508 | 1.0113 | 0.027427 | 0.027427
2018-07-14 | 6 | 3 | Summer: Off-Peak |  | 66 | Cooling | 0 | 1.0924 | 0.98855 | 0 | 4.3818 | 0 | 4.3586 | 0 | 0.0364 | 0.69159 | 1.0113 | 0.025458 | 0.025458
2018-07-14 | 6 | 4 | Summer: Off-Peak |  | 66 | Cooling | 0 | 1.1348 | 0.98855 | 0 | 4.3818 | 0 | 4.3586 | 0 | 0.0364 | 0.64739 | 1.0113 | 0.023831 | 0.023831
2018-07-14 | 6 | 5 | Summer: Off-Peak |  | 66 | Cooling | 0 | 1.1636 | 0.98855 | 0 | 4.3818 | 0 | 4.3586 | 0 | 0.0364 | 0.7214 | 1.0113 | 0.026555 | 0.026555
2018-07-14 | 6 | 6 | Summer: Off-Peak |  | 66 | Cooling | 0 | 1.2084 | 0.98855 | 0 | 4.3818 | 0 | 4.3586 | 0 | 0.0364 | 0.87787 | 1.0113 | 0.032315 | 0.032315
2018-07-14 | 6 | 7 | Summer: Off-Peak |  | 66 | Cooling | 0 | 1.1637 | 0.98855 | 0 | 4.3818 | 0 | 4.3586 | 0 | 0.0364 | 0.97331 | 1.0113 | 0.035829 | 0.035829
2018-07-14 | 6 | 8 | Summer: Off-Peak |  | 68 | Cooling | 0 | 1.0942 | 0.98855 | 0 | 4.3818 | 0 | 4.3586 | 0 | 0.037256 | 0.9494 | 1.0113 | 0.03577 | 0.03577
2018-07-14 | 6 | 9 | Summer: Off-Peak |  | 70 | Cooling | 0 | 1.0343 | 0.98855 | 0 | 4.3818 | 0 | 4.3586 | 0 | 0.040605 | 0.84085 | 1.0113 | 0.034528 | 0.034528
2018-07-14 | 6 | 10 | Summer: Off-Peak |  | 72 | Cooling | 0 | 0.98112 | 0.98855 | 0 | #N/A | 0 | #N/A | 0 | 0.046446 | 0.74504 | 1.0113 | 0.034994 | 0.034994
2018-07-14 | 6 | 11 | Summer: Off-Peak |  | 73 | Cooling | 0 | 0.94956 | 0.98855 | 0 | #N/A | 0 | #N/A | 0 | 0.050301 | 0.72851 | 1.0113 | 0.037058 | 0.037058
2018-07-14 | 6 | 12 | Summer: Off-Peak |  | 75 | Cooling | 0 | 0.91648 | 0.98855 | 0 | #N/A | 0 | #N/A | 0 | 0.059881 | 0.75911 | 1.0113 | 0.045969 | 0.045969
2018-07-14 | 6 | 13 | Summer: Off-Peak |  | 75 | Cooling | 0 | 0.9004 | 0.98855 | 0 | #N/A | 0 | #N/A | 0 | 0.059881 | 0.79116 | 1.0113 | 0.04791 | 0.04791
2018-07-14 | 6 | 14 | Summer: Off-Peak |  | 75 | Cooling | 0 | 0.86033 | 0.98855 | 0 | #N/A | 0 | #N/A | 0 | 0.059881 | 0.84356 | 1.0113 | 0.051083 | 0.051083
2018-07-14 | 6 | 15 | Summer: Off-Peak |  | 75 | Cooling | 0 | 0.85755 | 0.98855 | 0 | #N/A | 0 | #N/A | 0 | 0.059881 | 0.96593 | 1.0113 | 0.058493 | 0.058493
2018-07-14 | 6 | 16 | Summer: Off-Peak |  | 79 | Cooling | 0 | 0.88345 | 0.98855 | 0 | #N/A | 0 | #N/A | 0 | 0.086518 | 1.1649 | 1.0113 | 0.10193 | 0.10193
2018-07-14 | 6 | 17 | Summer: Off-Peak |  | 73 | Cooling | 0 | 0.94026 | 0.98855 | 0 | #N/A | 0 | #N/A | 0 | 0.050301 | 1.3522 | 1.0113 | 0.068782 | 0.068782
2018-07-14 | 6 | 18 | Summer: Off-Peak |  | 73 | Cooling | 0 | 0.98182 | 0.98855 | 0 | #N/A | 0 | #N/A | 0 | 0.050301 | 1.5599 | 1.0113 | 0.07935 | 0.07935
2018-07-14 | 6 | 19 | Summer: Off-Peak |  | 73 | Cooling | 0 | 0.98419 | 0.98855 | 0 | #N/A | 0 | #N/A | 0 | 0.050301 | 1.6764 | 1.0113 | 0.085277 | 0.085277
2018-07-14 | 6 | 20 | Summer: Off-Peak |  | 72 | Cooling | 0 | 0.97072 | 0.98855 | 0 | #N/A | 0 | #N/A | 0 | 0.046446 | 1.5244 | 1.0113 | 0.071599 | 0.071599
2018-07-14 | 6 | 21 | Summer: Off-Peak |  | 70 | Cooling | 0 | 0.95751 | 0.98855 | 0 | 4.3818 | 0 | 4.3586 | 0 | 0.040605 | 1.4449 | 1.0113 | 0.05933 | 0.05933
2018-07-14 | 6 | 22 | Summer: Off-Peak |  | 70 | Cooling | 0 | 0.94265 | 0.98855 | 0 | 4.3818 | 0 | 4.3586 | 0 | 0.040605 | 1.2427 | 1.0113 | 0.051029 | 0.051029
2018-07-14 | 6 | 23 | Summer: Off-Peak |  | 70 | Cooling | 0 | 0.94451 | 0.98855 | 0 | 4.3818 | 0 | 4.3586 | 0 | 0.040605 | 1.0298 | 1.0113 | 0.042285 | 0.042285
2018-07-15 | 7 | 0 | Summer: Off-Peak |  | 68 | Cooling | 0 | 0.97482 | 0.93761 | 0 | 4.3818 | 0 | 4.3586 | 0 | 0.037256 | 0.90669 | 1.0096 | 0.034105 | 0.034105
2018-07-15 | 7 | 1 | Summer: Off-Peak |  | 66 | Cooling | 0 | 1.0122 | 0.93761 | 0 | 4.3818 | 0 | 4.3586 | 0 | 0.0364 | 0.81803 | 1.0096 | 0.030063 | 0.030063
2018-07-15 | 7 | 2 | Summer: Off-Peak |  | 66 | Cooling | 0 | 1.051 | 0.93761 | 0 | 4.3818 | 0 | 4.3586 | 0 | 0.0364 | 0.74508 | 1.0096 | 0.027382 | 0.027382
2018-07-15 | 7 | 3 | Summer: Off-Peak |  | 66 | Cooling | 0 | 1.0924 | 0.93761 | 0 | 4.3818 | 0 | 4.3586 | 0 | 0.0364 | 0.69159 | 1.0096 | 0.025416 | 0.025416
2018-07-15 | 7 | 4 | Summer: Off-Peak |  | 64 | Cooling | 0 | 1.1348 | 0.93761 | 0 | 4.3818 | 0 | 4.3586 | 0 | 0.038036 | 0.64739 | 1.0096 | 0.024861 | 0.024861
2018-07-15 | 7 | 5 | Summer: Off-Peak |  | 64 | Cooling | 0 | 1.1636 | 0.93761 | 0 | 4.3818 | 0 | 4.3586 | 0 | 0.038036 | 0.7214 | 1.0096 | 0.027703 | 0.027703
2018-07-15 | 7 | 6 | Summer: Off-Peak |  | 66 | Cooling | 0 | 1.2084 | 0.93761 | 0 | 4.3818 | 0 | 4.3586 | 0 | 0.0364 | 0.87787 | 1.0096 | 0.032262 | 0.032262
2018-07-15 | 7 | 7 | Summer: Off-Peak |  | 68 | Cooling | 0 | 1.1637 | 0.93761 | 0 | 4.3818 | 0 | 4.3586 | 0 | 0.037256 | 0.97331 | 1.0096 | 0.036611 | 0.036611
2018-07-15 | 7 | 8 | Summer: Off-Peak |  | 73 | Cooling | 0 | 1.0942 | 0.93761 | 0 | #N/A | 0 | #N/A | 0 | 0.050301 | 0.9494 | 1.0096 | 0.048215 | 0.048215
2018-07-15 | 7 | 9 | Summer: Off-Peak |  | 77 | Cooling | 0 | 1.0343 | 0.93761 | 0 | #N/A | 0 | #N/A | 0 | 0.071953 | 0.84085 | 1.0096 | 0.061084 | 0.061084
2018-07-15 | 7 | 10 | Summer: Off-Peak |  | 81 | Cooling | 0 | 0.98112 | 0.93761 | 0 | #N/A | 0 | #N/A | 0 | 0.10358 | 0.74504 | 1.0096 | 0.07791 | 0.07791
2018-07-15 | 7 | 11 | Summer: Off-Peak |  | 82 | Cooling | 0 | 0.94956 | 0.93761 | 0 | #N/A | 0 | #N/A | 0 | 0.11304 | 0.72851 | 1.0096 | 0.083142 | 0.083142
2018-07-15 | 7 | 12 | Summer: Off-Peak |  | 82 | Cooling | 0 | 0.91648 | 0.93761 | 0 | #N/A | 0 | #N/A | 0 | 0.11304 | 0.75911 | 1.0096 | 0.086634 | 0.086634
2018-07-15 | 7 | 13 | Summer: Off-Peak |  | 82 | Cooling | 0 | 0.9004 | 0.93761 | 0 | #N/A | 0 | #N/A | 0 | 0.11304 | 0.79116 | 1.0096 | 0.090292 | 0.090292
2018-07-15 | 7 | 14 | Summer: Off-Peak |  | 84 | Cooling | 0 | 0.86033 | 0.93761 | 0 | #N/A | 0 | #N/A | 0 | 0.13383 | 0.84356 | 1.0096 | 0.11398 | 0.11398
2018-07-15 | 7 | 15 | Summer: Off-Peak |  | 86 | Cooling | 0 | 0.85755 | 0.93761 | 0 | #N/A | 0 | #N/A | 0 | 0.15712 | 0.96593 | 1.0096 | 0.15323 | 0.15323
2018-07-15 | 7 | 16 | Summer: Off-Peak |  | 84 | Cooling | 0 | 0.88345 | 0.93761 | 0 | #N/A | 0 | #N/A | 0 | 0.13383 | 1.1649 | 1.0096 | 0.15741 | 0.15741
2018-07-15 | 7 | 17 | Summer: Off-Peak |  | 84 | Cooling | 0 | 0.94026 | 0.93761 | 0 | #N/A | 0 | #N/A | 0 | 0.13383 | 1.3522 | 1.0096 | 0.18271 | 0.18271
2018-07-15 | 7 | 18 | Summer: Off-Peak |  | 81 | Cooling | 0 | 0.98182 | 0.93761 | 0 | #N/A | 0 | #N/A | 0 | 0.10358 | 1.5599 | 1.0096 | 0.16312 | 0.16312
2018-07-15 | 7 | 19 | Summer: Off-Peak |  | 79 | Cooling | 0 | 0.98419 | 0.93761 | 0 | #N/A | 0 | #N/A | 0 | 0.086518 | 1.6764 | 1.0096 | 0.14644 | 0.14644
2018-07-15 | 7 | 20 | Summer: Off-Peak |  | 75 | Cooling | 0 | 0.97072 | 0.93761 | 0 | #N/A | 0 | #N/A | 0 | 0.059881 | 1.5244 | 1.0096 | 0.092158 | 0.092158
2018-07-15 | 7 | 21 | Summer: Off-Peak |  | 75 | Cooling | 0 | 0.95751 | 0.93761 | 0 | #N/A | 0 | #N/A | 0 | 0.059881 | 1.4449 | 1.0096 | 0.087352 | 0.087352
2018-07-15 | 7 | 22 | Summer: Off-Peak |  | 73 | Cooling | 0 | 0.94265 | 0.93761 | 0 | #N/A | 0 | #N/A | 0 | 0.050301 | 1.2427 | 1.0096 | 0.063111 | 0.063111
2018-07-15 | 7 | 23 | Summer: Off-Peak |  | 72 | Cooling | 0 | 0.94451 | 0.93761 | 0 | #N/A | 0 | #N/A | 0 | 0.046446 | 1.0298 | 1.0096 | 0.048288 | 0.048288
2018-07-16 | 1 | 0 | Summer: Off-Peak |  | 70 | Cooling | 0 | 0.97482 | 1.0177 | 0 | 4.3818 | 0 | 4.3586 | 0 | 0.040605 | 0.90669 | 0.9441 | 0.034758 | 0.034758
2018-07-16 | 1 | 1 | Summer: Off-Peak |  | 70 | Cooling | 0 | 1.0122 | 1.0177 | 0 | 4.3818 | 0 | 4.3586 | 0 | 0.040605 | 0.81803 | 0.9441 | 0.031359 | 0.031359
2018-07-16 | 1 | 2 | Summer: Off-Peak |  | 72 | Cooling | 0 | 1.051 | 1.0177 | 0 | #N/A | 0 | #N/A | 0 | 0.046446 | 0.74508 | 0.9441 | 0.032671 | 0.032671
2018-07-16 | 1 | 3 | Summer: Off-Peak |  | 70 | Cooling | 0 | 1.0924 | 1.0177 | 0 | 4.3818 | 0 | 4.3586 | 0 | 0.040605 | 0.69159 | 0.9441 | 0.026512 | 0.026512
2018-07-16 | 1 | 4 | Summer: Off-Peak |  | 70 | Cooling | 0 | 1.1348 | 1.0177 | 0 | 4.3818 | 0 | 4.3586 | 0 | 0.040605 | 0.64739 | 0.9441 | 0.024817 | 0.024817
2018-07-16 | 1 | 5 | Summer: Off-Peak |  | 70 | Cooling | 0 | 1.1636 | 1.0177 | 0 | 4.3818 | 0 | 4.3586 | 0 | 0.040605 | 0.7214 | 0.9441 | 0.027655 | 0.027655
2018-07-16 | 1 | 6 | Summer: Off-Peak |  | 72 | Cooling | 0 | 1.2084 | 1.0177 | 0 | #N/A | 0 | #N/A | 0 | 0.046446 | 0.87787 | 0.9441 | 0.038494 | 0.038494
2018-07-16 | 1 | 7 | Summer: On-Peak |  | 75 | Cooling | 0 | 1.1637 | 1.0177 | 0 | #N/A | 0 | #N/A | 0 | 0.059881 | 0.97331 | 0.9441 | 0.055025 | 0.055025
2018-07-16 | 1 | 8 | Summer: On-Peak |  | 79 | Cooling | 0 | 1.0942 | 1.0177 | 0 | #N/A | 0 | #N/A | 0 | 0.086518 | 0.9494 | 0.9441 | 0.077548 | 0.077548
2018-07-16 | 1 | 9 | Summer: On-Peak |  | 81 | Cooling | 0 | 1.0343 | 1.0177 | 0 | #N/A | 0 | #N/A | 0 | 0.10358 | 0.84085 | 0.9441 | 0.082223 | 0.082223
2018-07-16 | 1 | 10 | Summer: On-Peak |  | 81 | Cooling | 0 | 0.98112 | 1.0177 | 0 | #N/A | 0 | #N/A | 0 | 0.10358 | 0.74504 | 0.9441 | 0.072854 | 0.072854
2018-07-16 | 1 | 11 | Summer: On-Peak |  | 79 | Cooling | 0 | 0.94956 | 1.0177 | 0 | #N/A | 0 | #N/A | 0 | 0.086518 | 0.72851 | 0.9441 | 0.059505 | 0.059505
2018-07-16 | 1 | 12 | Summer: On-Peak |  | 81 | Cooling | 0 | 0.91648 | 1.0177 | 0 | #N/A | 0 | #N/A | 0 | 0.10358 | 0.75911 | 0.9441 | 0.07423 | 0.07423
2018-07-16 | 1 | 13 | Summer: On-Peak | Summer | 81 | Cooling | 0 | 0.9004 | 1.0177 | 0 | #N/A | 0 | #N/A | 0 | 0.10358 | 0.79116 | 0.9441 | 0.077364 | 0.077364
2018-07-16 | 1 | 14 | Summer: On-Peak | Summer | 81 | Cooling | 0 | 0.86033 | 1.0177 | 0 | #N/A | 0 | #N/A | 0 | 0.10358 | 0.84356 | 0.9441 | 0.082487 | 0.082487
2018-07-16 | 1 | 15 | Summer: On-Peak | Summer | 82 | Cooling | 0 | 0.85755 | 1.0177 | 0 | #N/A | 0 | #N/A | 0 | 0.11304 | 0.96593 | 0.9441 | 0.10308 | 0.10308
2018-07-16 | 1 | 16 | Summer: On-Peak | Summer | 82 | Cooling | 0 | 0.88345 | 1.0177 | 0 | #N/A | 0 | #N/A | 0 | 0.11304 | 1.1649 | 0.9441 | 0.12432 | 0.12432
2018-07-16 | 1 | 17 | Summer: On-Peak |  | 81 | Cooling | 0 | 0.94026 | 1.0177 | 0 | #N/A | 0 | #N/A | 0 | 0.10358 | 1.3522 | 0.9441 | 0.13222 | 0.13222
2018-07-16 | 1 | 18 | Summer: On-Peak |  | 77 | Cooling | 0 | 0.98182 | 1.0177 | 0 | #N/A | 0 | #N/A | 0 | 0.071953 | 1.5599 | 0.9441 | 0.10596 | 0.10596
2018-07-16 | 1 | 19 | Summer: On-Peak |  | 75 | Cooling | 0 | 0.98419 | 1.0177 | 0 | #N/A | 0 | #N/A | 0 | 0.059881 | 1.6764 | 0.9441 | 0.094774 | 0.094774
2018-07-16 | 1 | 20 | Summer: On-Peak |  | 75 | Cooling | 0 | 0.97072 | 1.0177 | 0 | #N/A | 0 | #N/A | 0 | 0.059881 | 1.5244 | 0.9441 | 0.086178 | 0.086178
2018-07-16 | 1 | 21 | Summer: On-Peak |  | 73 | Cooling | 0 | 0.95751 | 1.0177 | 0 | #N/A | 0 | #N/A | 0 | 0.050301 | 1.4449 | 0.9441 | 0.068615 | 0.068615
2018-07-16 | 1 | 22 | Summer: On-Peak |  | 72 | Cooling | 0 | 0.94265 | 1.0177 | 0 | #N/A | 0 | #N/A | 0 | 0.046446 | 1.2427 | 0.9441 | 0.054492 | 0.054492
2018-07-16 | 1 | 23 | Summer: Off-Peak |  | 72 | Cooling | 0 | 0.94451 | 1.0177 | 0 | #N/A | 0 | #N/A | 0 | 0.046446 | 1.0298 | 0.9441 | 0.045154 | 0.045154
2018-07-17 | 2 | 0 | Summer: Off-Peak |  | 70 | Cooling | 0 | 0.97482 | 1.02 | 0 | 4.3818 | 0 | 4.3586 | 0 | 0.040605 | 0.90669 | 0.83669 | 0.030803 | 0.030803
2018-07-17 | 2 | 1 | Summer: Off-Peak |  | 66 | Cooling | 0 | 1.0122 | 1.02 | 0 | 4.3818 | 0 | 4.3586 | 0 | 0.0364 | 0.81803 | 0.83669 | 0.024914 | 0.024914
2018-07-17 | 2 | 2 | Summer: Off-Peak |  | 66 | Cooling | 0 | 1.051 | 1.02 | 0 | 4.3818 | 0 | 4.3586 | 0 | 0.0364 | 0.74508 | 0.83669 | 0.022692 | 0.022692
2018-07-17 | 2 | 3 | Summer: Off-Peak |  | 66 | Cooling | 0 | 1.0924 | 1.02 | 0 | 4.3818 | 0 | 4.3586 | 0 | 0.0364 | 0.69159 | 0.83669 | 0.021063 | 0.021063
2018-07-17 | 2 | 4 | Summer: Off-Peak |  | 64 | Cooling | 0 | 1.1348 | 1.02 | 0 | 4.3818 | 0 | 4.3586 | 0 | 0.038036 | 0.64739 | 0.83669 | 0.020603 | 0.020603
2018-07-17 | 2 | 5 | Summer: Off-Peak |  | 64 | Cooling | 0 | 1.1636 | 1.02 | 0 | 4.3818 | 0 | 4.3586 | 0 | 0.038036 | 0.7214 | 0.83669 | 0.022958 | 0.022958
2018-07-17 | 2 | 6 | Summer: Off-Peak |  | 66 | Cooling | 0 | 1.2084 | 1.02 | 0 | 4.3818 | 0 | 4.3586 | 0 | 0.0364 | 0.87787 | 0.83669 | 0.026736 | 0.026736
2018-07-17 | 2 | 7 | Summer: On-Peak |  | 72 | Cooling | 0 | 1.1637 | 1.02 | 0 | #N/A | 0 | #N/A | 0 | 0.046446 | 0.97331 | 0.83669 | 0.037823 | 0.037823
2018-07-17 | 2 | 8 | Summer: On-Peak |  | 75 | Cooling | 0 | 1.0942 | 1.02 | 0 | #N/A | 0 | #N/A | 0 | 0.059881 | 0.9494 | 0.83669 | 0.047566 | 0.047566
2018-07-17 | 2 | 9 | Summer: On-Peak |  | 79 | Cooling | 0 | 1.0343 | 1.02 | 0 | #N/A | 0 | #N/A | 0 | 0.086518 | 0.84085 | 0.83669 | 0.060867 | 0.060867
2018-07-17 | 2 | 10 | Summer: On-Peak |  | 81 | Cooling | 0 | 0.98112 | 1.02 | 0 | #N/A | 0 | #N/A | 0 | 0.10358 | 0.74504 | 0.83669 | 0.064565 | 0.064565
2018-07-17 | 2 | 11 | Summer: On-Peak |  | 81 | Cooling | 0 | 0.94956 | 1.02 | 0 | #N/A | 0 | #N/A | 0 | 0.10358 | 0.72851 | 0.83669 | 0.063132 | 0.063132
2018-07-17 | 2 | 12 | Summer: On-Peak |  | 82 | Cooling | 0 | 0.91648 | 1.02 | 0 | #N/A | 0 | #N/A | 0 | 0.11304 | 0.75911 | 0.83669 | 0.071795 | 0.071795
2018-07-17 | 2 | 13 | Summer: On-Peak | Summer | 84 | Cooling | 0 | 0.9004 | 1.02 | 0 | #N/A | 0 | #N/A | 0 | 0.13383 | 0.79116 | 0.83669 | 0.088592 | 0.088592
2018-07-17 | 2 | 14 | Summer: On-Peak | Summer | 84 | Cooling | 0 | 0.86033 | 1.02 | 0 | #N/A | 0 | #N/A | 0 | 0.13383 | 0.84356 | 0.83669 | 0.094459 | 0.094459
2018-07-17 | 2 | 15 | Summer: On-Peak | Summer | 86 | Cooling | 0 | 0.85755 | 1.02 | 0 | #N/A | 0 | #N/A | 0 | 0.15712 | 0.96593 | 0.83669 | 0.12698 | 0.12698
2018-07-17 | 2 | 16 | Summer: On-Peak | Summer | 84 | Cooling | 0 | 0.88345 | 1.02 | 0 | #N/A | 0 | #N/A | 0 | 0.13383 | 1.1649 | 0.83669 | 0.13045 | 0.13045
2018-07-17 | 2 | 17 | Summer: On-Peak |  | 84 | Cooling | 0 | 0.94026 | 1.02 | 0 | #N/A | 0 | #N/A | 0 | 0.13383 | 1.3522 | 0.83669 | 0.15141 | 0.15141
2018-07-17 | 2 | 18 | Summer: On-Peak |  | 82 | Cooling | 0 | 0.98182 | 1.02 | 0 | #N/A | 0 | #N/A | 0 | 0.11304 | 1.5599 | 0.83669 | 0.14753 | 0.14753
2018-07-17 | 2 | 19 | Summer: On-Peak |  | 81 | Cooling | 0 | 0.98419 | 1.02 | 0 | #N/A | 0 | #N/A | 0 | 0.10358 | 1.6764 | 0.83669 | 0.14528 | 0.14528
2018-07-17 | 2 | 20 | Summer: On-Peak |  | 81 | Cooling | 0 | 0.97072 | 1.02 | 0 | #N/A | 0 | #N/A | 0 | 0.10358 | 1.5244 | 0.83669 | 0.1321 | 0.1321
2018-07-17 | 2 | 21 | Summer: On-Peak |  | 79 | Cooling | 0 | 0.95751 | 1.02 | 0 | #N/A | 0 | #N/A | 0 | 0.086518 | 1.4449 | 0.83669 | 0.10459 | 0.10459
2018-07-17 | 2 | 22 | Summer: On-Peak |  | 79 | Cooling | 0 | 0.94265 | 1.02 | 0 | #N/A | 0 | #N/A | 0 | 0.086518 | 1.2427 | 0.83669 | 0.089958 | 0.089958
2018-07-17 | 2 | 23 | Summer: Off-Peak |  | 75 | Cooling | 0 | 0.94451 | 1.02 | 0 | #N/A | 0 | #N/A | 0 | 0.059881 | 1.0298 | 0.83669 | 0.051592 | 0.051592
2018-07-18 | 3 | 0 | Summer: Off-Peak |  | 73 | Cooling | 0 | 0.97482 | 1.0263 | 0 | #N/A | 0 | #N/A | 0 | 0.050301 | 0.90669 | 0.94211 | 0.042967 | 0.042967
2018-07-18 | 3 | 1 | Summer: Off-Peak |  | 72 | Cooling | 0 | 1.0122 | 1.0263 | 0 | #N/A | 0 | #N/A | 0 | 0.046446 | 0.81803 | 0.94211 | 0.035795 | 0.035795
2018-07-18 | 3 | 2 | Summer: Off-Peak |  | 72 | Cooling | 0 | 1.051 | 1.0263 | 0 | #N/A | 0 | #N/A | 0 | 0.046446 | 0.74508 | 0.94211 | 0.032602 | 0.032602
2018-07-18 | 3 | 3 | Summer: Off-Peak |  | 68 | Cooling | 0 | 1.0924 | 1.0263 | 0 | 4.3818 | 0 | 4.3586 | 0 | 0.037256 | 0.69159 | 0.94211 | 0.024274 | 0.024274
2018-07-18 | 3 | 4 | Summer: Off-Peak |  | 70 | Cooling | 0 | 1.1348 | 1.0263 | 0 | 4.3818 | 0 | 4.3586 | 0 | 0.040605 | 0.64739 | 0.94211 | 0.024765 | 0.024765
2018-07-18 | 3 | 5 | Summer: Off-Peak |  | 66 | Cooling | 0 | 1.1636 | 1.0263 | 0 | 4.3818 | 0 | 4.3586 | 0 | 0.0364 | 0.7214 | 0.94211 | 0.024739 | 0.024739
2018-07-18 | 3 | 6 | Summer: Off-Peak |  | 70 | Cooling | 0 | 1.2084 | 1.0263 | 0 | 4.3818 | 0 | 4.3586 | 0 | 0.040605 | 0.87787 | 0.94211 | 0.033582 | 0.033582
2018-07-18 | 3 | 7 | Summer: On-Peak |  | 72 | Cooling | 0 | 1.1637 | 1.0263 | 0 | #N/A | 0 | #N/A | 0 | 0.046446 | 0.97331 | 0.94211 | 0.042589 | 0.042589
2018-07-18 | 3 | 8 | Summer: On-Peak |  | 73 | Cooling | 0 | 1.0942 | 1.0263 | 0 | #N/A | 0 | #N/A | 0 | 0.050301 | 0.9494 | 0.94211 | 0.044991 | 0.044991
2018-07-18 | 3 | 9 | Summer: On-Peak |  | 75 | Cooling | 0 | 1.0343 | 1.0263 | 0 | #N/A | 0 | #N/A | 0 | 0.059881 | 0.84085 | 0.94211 | 0.047436 | 0.047436
2018-07-18 | 3 | 10 | Summer: On-Peak |  | 75 | Cooling | 0 | 0.98112 | 1.0263 | 0 | #N/A | 0 | #N/A | 0 | 0.059881 | 0.74504 | 0.94211 | 0.042031 | 0.042031
2018-07-18 | 3 | 11 | Summer: On-Peak |  | 77 | Cooling | 0 | 0.94956 | 1.0263 | 0 | #N/A | 0 | #N/A | 0 | 0.071953 | 0.72851 | 0.94211 | 0.049384 | 0.049384
2018-07-18 | 3 | 12 | Summer: On-Peak |  | 77 | Cooling | 0 | 0.91648 | 1.0263 | 0 | #N/A | 0 | #N/A | 0 | 0.071953 | 0.75911 | 0.94211 | 0.051458 | 0.051458
2018-07-18 | 3 | 13 | Summer: On-Peak | Summer | 79 | Cooling | 0 | 0.9004 | 1.0263 | 0 | #N/A | 0 | #N/A | 0 | 0.086518 | 0.79116 | 0.94211 | 0.064487 | 0.064487
2018-07-18 | 3 | 14 | Summer: On-Peak | Summer | 81 | Cooling | 0 | 0.86033 | 1.0263 | 0 | #N/A | 0 | #N/A | 0 | 0.10358 | 0.84356 | 0.94211 | 0.082313 | 0.082313
2018-07-18 | 3 | 15 | Summer: On-Peak | Summer | 81 | Cooling | 0 | 0.85755 | 1.0263 | 0 | #N/A | 0 | #N/A | 0 | 0.10358 | 0.96593 | 0.94211 | 0.094254 | 0.094254
2018-07-18 | 3 | 16 | Summer: On-Peak | Summer | 79 | Cooling | 0 | 0.88345 | 1.0263 | 0 | #N/A | 0 | #N/A | 0 | 0.086518 | 1.1649 | 0.94211 | 0.094953 | 0.094953
2018-07-18 | 3 | 17 | Summer: On-Peak |  | 77 | Cooling | 0 | 0.94026 | 1.0263 | 0 | #N/A | 0 | #N/A | 0 | 0.071953 | 1.3522 | 0.94211 | 0.091659 | 0.091659
2018-07-18 | 3 | 18 | Summer: On-Peak |  | 77 | Cooling | 0 | 0.98182 | 1.0263 | 0 | #N/A | 0 | #N/A | 0 | 0.071953 | 1.5599 | 0.94211 | 0.10574 | 0.10574
2018-07-18 | 3 | 19 | Summer: On-Peak |  | 75 | Cooling | 0 | 0.98419 | 1.0263 | 0 | #N/A | 0 | #N/A | 0 | 0.059881 | 1.6764 | 0.94211 | 0.094574 | 0.094574
2018-07-18 | 3 | 20 | Summer: On-Peak |  | 73 | Cooling | 0 | 0.97072 | 1.0263 | 0 | #N/A | 0 | #N/A | 0 | 0.050301 | 1.5244 | 0.94211 | 0.072238 | 0.072238
2018-07-18 | 3 | 21 | Summer: On-Peak |  | 72 | Cooling | 0 | 0.95751 | 1.0263 | 0 | #N/A | 0 | #N/A | 0 | 0.046446 | 1.4449 | 0.94211 | 0.063223 | 0.063223
2018-07-18 | 3 | 22 | Summer: On-Peak |  | 68 | Cooling | 0 | 0.94265 | 1.0263 | 0 | 4.3818 | 0 | 4.3586 | 0 | 0.037256 | 1.2427 | 0.94211 | 0.043618 | 0.043618
2018-07-18 | 3 | 23 | Summer: Off-Peak |  | 64 | Cooling | 0 | 0.94451 | 1.0263 | 0 | 4.3818 | 0 | 4.3586 | 0 | 0.038036 | 1.0298 | 0.94211 | 0.036901 | 0.036901
2018-07-19 | 4 | 0 | Summer: Off-Peak |  | 64 | Cooling | 0 | 0.97482 | 1.002 | 0 | 4.3818 | 0 | 4.3586 | 0 | 0.038036 | 0.90669 | 1.0706 | 0.036921 | 0.036921
2018-07-19 | 4 | 1 | Summer: Off-Peak |  | 64 | Cooling | 0 | 1.0122 | 1.002 | 0 | 4.3818 | 0 | 4.3586 | 0 | 0.038036 | 0.81803 | 1.0706 | 0.033311 | 0.033311
2018-07-19 | 4 | 2 | Summer: Off-Peak |  | 63 | Cooling | 0 | 1.051 | 1.002 | 0 | 4.3818 | 0 | 4.3586 | 0 | 0.039789 | 0.74508 | 1.0706 | 0.031738 | 0.031738
2018-07-19 | 4 | 3 | Summer: Off-Peak |  | 63 | Cooling | 0 | 1.0924 | 1.002 | 0 | 4.3818 | 0 | 4.3586 | 0 | 0.039789 | 0.69159 | 1.0706 | 0.02946 | 0.02946
2018-07-19 | 4 | 4 | Summer: Off-Peak |  | 63 | Cooling | 0 | 1.1348 | 1.002 | 0 | 4.3818 | 0 | 4.3586 | 0 | 0.039789 | 0.64739 | 1.0706 | 0.027577 | 0.027577
2018-07-19 | 4 | 5 | Summer: Off-Peak |  | 64 | Cooling | 0 | 1.1636 | 1.002 | 0 | 4.3818 | 0 | 4.3586 | 0 | 0.038036 | 0.7214 | 1.0706 | 0.029376 | 0.029376
2018-07-19 | 4 | 6 | Summer: Off-Peak |  | 66 | Cooling | 0 | 1.2084 | 1.002 | 0 | 4.3818 | 0 | 4.3586 | 0 | 0.0364 | 0.87787 | 1.0706 | 0.034209 | 0.034209
2018-07-19 | 4 | 7 | Summer: On-Peak |  | 68 | Cooling | 0 | 1.1637 | 1.002 | 0 | 4.3818 | 0 | 4.3586 | 0 | 0.037256 | 0.97331 | 1.0706 | 0.038821 | 0.038821
2018-07-19 | 4 | 8 | Summer: On-Peak |  | 72 | Cooling | 0 | 1.0942 | 1.002 | 0 | #N/A | 0 | #N/A | 0 | 0.046446 | 0.9494 | 1.0706 | 0.047207 | 0.047207
2018-07-19 | 4 | 9 | Summer: On-Peak |  | 66 | Cooling | 0 | 1.0343 | 1.002 | 0 | 4.3818 | 0 | 4.3586 | 0 | 0.0364 | 0.84085 | 1.0706 | 0.032767 | 0.032767
2018-07-19 | 4 | 10 | Summer: On-Peak |  | 70 | Cooling | 0 | 0.98112 | 1.002 | 0 | 4.3818 | 0 | 4.3586 | 0 | 0.040605 | 0.74504 | 1.0706 | 0.032387 | 0.032387
2018-07-19 | 4 | 11 | Summer: On-Peak |  | 73 | Cooling | 0 | 0.94956 | 1.002 | 0 | #N/A | 0 | #N/A | 0 | 0.050301 | 0.72851 | 1.0706 | 0.03923 | 0.03923
2018-07-19 | 4 | 12 | Summer: On-Peak |  | 79 | Cooling | 0 | 0.91648 | 1.002 | 0 | #N/A | 0 | #N/A | 0 | 0.086518 | 0.75911 | 1.0706 | 0.070311 | 0.070311
2018-07-19 | 4 | 13 | Summer: On-Peak | Summer | 81 | Cooling | 0 | 0.9004 | 1.002 | 0 | #N/A | 0 | #N/A | 0 | 0.10358 | 0.79116 | 1.0706 | 0.087727 | 0.087727
2018-07-19 | 4 | 14 | Summer: On-Peak | Summer | 81 | Cooling | 0 | 0.86033 | 1.002 | 0 | #N/A | 0 | #N/A | 0 | 0.10358 | 0.84356 | 1.0706 | 0.093537 | 0.093537
2018-07-19 | 4 | 15 | Summer: On-Peak | Summer | 82 | Cooling | 0 | 0.85755 | 1.002 | 0 | #N/A | 0 | #N/A | 0 | 0.11304 | 0.96593 | 1.0706 | 0.11689 | 0.11689
2018-07-19 | 4 | 16 | Summer: On-Peak | Summer | 75 | Cooling | 0 | 0.88345 | 1.002 | 0 | #N/A | 0 | #N/A | 0 | 0.059881 | 1.1649 | 1.0706 | 0.07468 | 0.07468
2018-07-19 | 4 | 17 | Summer: On-Peak |  | 72 | Cooling | 0 | 0.94026 | 1.002 | 0 | #N/A | 0 | #N/A | 0 | 0.046446 | 1.3522 | 1.0706 | 0.067233 | 0.067233
2018-07-19 | 4 | 18 | Summer: On-Peak |  | 70 | Cooling | 0 | 0.98182 | 1.002 | 0 | 4.3818 | 0 | 4.3586 | 0 | 0.040605 | 1.5599 | 1.0706 | 0.067808 | 0.067808
2018-07-19 | 4 | 19 | Summer: On-Peak |  | 68 | Cooling | 0 | 0.98419 | 1.002 | 0 | 4.3818 | 0 | 4.3586 | 0 | 0.037256 | 1.6764 | 1.0706 | 0.066864 | 0.066864
2018-07-19 | 4 | 20 | Summer: On-Peak |  | 66 | Cooling | 0 | 0.97072 | 1.002 | 0 | 4.3818 | 0 | 4.3586 | 0 | 0.0364 | 1.5244 | 1.0706 | 0.059403 | 0.059403
2018-07-19 | 4 | 21 | Summer: On-Peak |  | 64 | Cooling | 0 | 0.95751 | 1.002 | 0 | 4.3818 | 0 | 4.3586 | 0 | 0.038036 | 1.4449 | 1.0706 | 0.058836 | 0.058836
2018-07-19 | 4 | 22 | Summer: On-Peak |  | 64 | Cooling | 0 | 0.94265 | 1.002 | 0 | 4.3818 | 0 | 4.3586 | 0 | 0.038036 | 1.2427 | 1.0706 | 0.050604 | 0.050604
2018-07-19 | 4 | 23 | Summer: Off-Peak |  | 64 | Cooling | 0 | 0.94451 | 1.002 | 0 | 4.3818 | 0 | 4.3586 | 0 | 0.038036 | 1.0298 | 1.0706 | 0.041932 | 0.041932
2018-07-20 | 5 | 0 | Summer: Off-Peak |  | 64 | Cooling | 0 | 0.97482 | 1.0078 | 0 | 4.3818 | 0 | 4.3586 | 0 | 0.038036 | 0.90669 | 1.1856 | 0.040889 | 0.040889
2018-07-20 | 5 | 1 | Summer: Off-Peak |  | 64 | Cooling | 0 | 1.0122 | 1.0078 | 0 | 4.3818 | 0 | 4.3586 | 0 | 0.038036 | 0.81803 | 1.1856 | 0.036891 | 0.036891
2018-07-20 | 5 | 2 | Summer: Off-Peak |  | 64 | Cooling | 0 | 1.051 | 1.0078 | 0 | 4.3818 | 0 | 4.3586 | 0 | 0.038036 | 0.74508 | 1.1856 | 0.033601 | 0.033601
2018-07-20 | 5 | 3 | Summer: Off-Peak |  | 64 | Cooling | 0 | 1.0924 | 1.0078 | 0 | 4.3818 | 0 | 4.3586 | 0 | 0.038036 | 0.69159 | 1.1856 | 0.031189 | 0.031189
2018-07-20 | 5 | 4 | Summer: Off-Peak |  | 64 | Cooling | 0 | 1.1348 | 1.0078 | 0 | 4.3818 | 0 | 4.3586 | 0 | 0.038036 | 0.64739 | 1.1856 | 0.029195 | 0.029195
2018-07-20 | 5 | 5 | Summer: Off-Peak |  | 64 | Cooling | 0 | 1.1636 | 1.0078 | 0 | 4.3818 | 0 | 4.3586 | 0 | 0.038036 | 0.7214 | 1.1856 | 0.032533 | 0.032533
2018-07-20 | 5 | 6 | Summer: Off-Peak |  | 64 | Cooling | 0 | 1.2084 | 1.0078 | 0 | 4.3818 | 0 | 4.3586 | 0 | 0.038036 | 0.87787 | 1.1856 | 0.039589 | 0.039589
2018-07-20 | 5 | 7 | Summer: On-Peak |  | 66 | Cooling | 0 | 1.1637 | 1.0078 | 0 | 4.3818 | 0 | 4.3586 | 0 | 0.0364 | 0.97331 | 1.1856 | 0.042005 | 0.042005
2018-07-20 | 5 | 8 | Summer: On-Peak |  | 68 | Cooling | 0 | 1.0942 | 1.0078 | 0 | 4.3818 | 0 | 4.3586 | 0 | 0.037256 | 0.9494 | 1.1856 | 0.041937 | 0.041937
2018-07-20 | 5 | 9 | Summer: On-Peak |  | 70 | Cooling | 0 | 1.0343 | 1.0078 | 0 | 4.3818 | 0 | 4.3586 | 0 | 0.040605 | 0.84085 | 1.1856 | 0.04048 | 0.04048
2018-07-20 | 5 | 10 | Summer: On-Peak |  | 70 | Cooling | 0 | 0.98112 | 1.0078 | 0 | 4.3818 | 0 | 4.3586 | 0 | 0.040605 | 0.74504 | 1.1856 | 0.035868 | 0.035868
2018-07-20 | 5 | 11 | Summer: On-Peak |  | 72 | Cooling | 0 | 0.94956 | 1.0078 | 0 | #N/A | 0 | #N/A | 0 | 0.046446 | 0.72851 | 1.1856 | 0.040117 | 0.040117
2018-07-20 | 5 | 12 | Summer: On-Peak |  | 73 | Cooling | 0 | 0.91648 | 1.0078 | 0 | #N/A | 0 | #N/A | 0 | 0.050301 | 0.75911 | 1.1856 | 0.045272 | 0.045272
2018-07-20 | 5 | 13 | Summer: On-Peak | Summer | 75 | Cooling | 0 | 0.9004 | 1.0078 | 0 | #N/A | 0 | #N/A | 0 | 0.059881 | 0.79116 | 1.1856 | 0.056169 | 0.056169
2018-07-20 | 5 | 14 | Summer: On-Peak | Summer | 77 | Cooling | 0 | 0.86033 | 1.0078 | 0 | #N/A | 0 | #N/A | 0 | 0.071953 | 0.84356 | 1.1856 | 0.071963 | 0.071963
2018-07-20 | 5 | 15 | Summer: On-Peak | Summer | 79 | Cooling | 0 | 0.85755 | 1.0078 | 0 | #N/A | 0 | #N/A | 0 | 0.086518 | 0.96593 | 1.1856 | 0.099083 | 0.099083
2018-07-20 | 5 | 16 | Summer: On-Peak | Summer | 79 | Cooling | 0 | 0.88345 | 1.0078 | 0 | #N/A | 0 | #N/A | 0 | 0.086518 | 1.1649 | 1.1856 | 0.1195 | 0.1195
2018-07-20 | 5 | 17 | Summer: On-Peak |  | 79 | Cooling | 0 | 0.94026 | 1.0078 | 0 | #N/A | 0 | #N/A | 0 | 0.086518 | 1.3522 | 1.1856 | 0.1387 | 0.1387
2018-07-20 | 5 | 18 | Summer: On-Peak |  | 77 | Cooling | 0 | 0.98182 | 1.0078 | 0 | #N/A | 0 | #N/A | 0 | 0.071953 | 1.5599 | 1.1856 | 0.13307 | 0.13307
2018-07-20 | 5 | 19 | Summer: On-Peak |  | 72 | Cooling | 0 | 0.98419 | 1.0078 | 0 | #N/A | 0 | #N/A | 0 | 0.046446 | 1.6764 | 1.1856 | 0.092316 | 0.092316
2018-07-20 | 5 | 20 | Summer: On-Peak |  | 68 | Cooling | 0 | 0.97072 | 1.0078 | 0 | 4.3818 | 0 | 4.3586 | 0 | 0.037256 | 1.5244 | 1.1856 | 0.067334 | 0.067334
2018-07-20 | 5 | 21 | Summer: On-Peak |  | 66 | Cooling | 0 | 0.95751 | 1.0078 | 0 | 4.3818 | 0 | 4.3586 | 0 | 0.0364 | 1.4449 | 1.1856 | 0.062356 | 0.062356
2018-07-20 | 5 | 22 | Summer: On-Peak |  | 66 | Cooling | 0 | 0.94265 | 1.0078 | 0 | 4.3818 | 0 | 4.3586 | 0 | 0.0364 | 1.2427 | 1.1856 | 0.053632 | 0.053632
2018-07-20 | 5 | 23 | Summer: Off-Peak |  | 64 | Cooling | 0 | 0.94451 | 1.0078 | 0 | 4.3818 | 0 | 4.3586 | 0 | 0.038036 | 1.0298 | 1.1856 | 0.046439 | 0.046439
2018-07-21 | 6 | 0 | Summer: Off-Peak |  | 64 | Cooling | 0 | 0.97482 | 0.98855 | 0 | 4.3818 | 0 | 4.3586 | 0 | 0.038036 | 0.90669 | 1.0113 | 0.034877 | 0.034877
2018-07-21 | 6 | 1 | Summer: Off-Peak |  | 64 | Cooling | 0 | 1.0122 | 0.98855 | 0 | 4.3818 | 0 | 4.3586 | 0 | 0.038036 | 0.81803 | 1.0113 | 0.031466 | 0.031466
2018-07-21 | 6 | 2 | Summer: Off-Peak |  | 63 | Cooling | 0 | 1.051 | 0.98855 | 0 | 4.3818 | 0 | 4.3586 | 0 | 0.039789 | 0.74508 | 1.0113 | 0.029981 | 0.029981
2018-07-21 | 6 | 3 | Summer: Off-Peak |  | 61 | Cooling | 0 | 1.0924 | 0.98855 | 0 | 4.3818 | 0 | 4.3586 | 0 | 0.045165 | 0.69159 | 1.0113 | 0.031588 | 0.031588
2018-07-21 | 6 | 4 | Summer: Off-Peak |  | 61 | Cooling | 0 | 1.1348 | 0.98855 | 0 | 4.3818 | 0 | 4.3586 | 0 | 0.045165 | 0.64739 | 1.0113 | 0.029569 | 0.029569
2018-07-21 | 6 | 5 | Summer: Off-Peak |  | 63 | Cooling | 0 | 1.1636 | 0.98855 | 0 | 4.3818 | 0 | 4.3586 | 0 | 0.039789 | 0.7214 | 1.0113 | 0.029028 | 0.029028
2018-07-21 | 6 | 6 | Summer: Off-Peak |  | 63 | Cooling | 0 | 1.2084 | 0.98855 | 0 | 4.3818 | 0 | 4.3586 | 0 | 0.039789 | 0.87787 | 1.0113 | 0.035324 | 0.035324
2018-07-21 | 6 | 7 | Summer: Off-Peak |  | 68 | Cooling | 0 | 1.1637 | 0.98855 | 0 | 4.3818 | 0 | 4.3586 | 0 | 0.037256 | 0.97331 | 1.0113 | 0.036671 | 0.036671
2018-07-21 | 6 | 8 | Summer: Off-Peak |  | 73 | Cooling | 0 | 1.0942 | 0.98855 | 0 | #N/A | 0 | #N/A | 0 | 0.050301 | 0.9494 | 1.0113 | 0.048295 | 0.048295
2018-07-21 | 6 | 9 | Summer: Off-Peak |  | 75 | Cooling | 0 | 1.0343 | 0.98855 | 0 | #N/A | 0 | #N/A | 0 | 0.059881 | 0.84085 | 1.0113 | 0.050919 | 0.050919
2018-07-21 | 6 | 10 | Summer: Off-Peak |  | 79 | Cooling | 0 | 0.98112 | 0.98855 | 0 | #N/A | 0 | #N/A | 0 | 0.086518 | 0.74504 | 1.0113 | 0.065187 | 0.065187
2018-07-21 | 6 | 11 | Summer: Off-Peak |  | 81 | Cooling | 0 | 0.94956 | 0.98855 | 0 | #N/A | 0 | #N/A | 0 | 0.10358 | 0.72851 | 1.0113 | 0.076307 | 0.076307
2018-07-21 | 6 | 12 | Summer: Off-Peak |  | 81 | Cooling | 0 | 0.91648 | 0.98855 | 0 | #N/A | 0 | #N/A | 0 | 0.10358 | 0.75911 | 1.0113 | 0.079512 | 0.079512
2018-07-21 | 6 | 13 | Summer: Off-Peak |  | 82 | Cooling | 0 | 0.9004 | 0.98855 | 0 | #N/A | 0 | #N/A | 0 | 0.11304 | 0.79116 | 1.0113 | 0.090441 | 0.090441
2018-07-21 | 6 | 14 | Summer: Off-Peak |  | 82 | Cooling | 0 | 0.86033 | 0.98855 | 0 | #N/A | 0 | #N/A | 0 | 0.11304 | 0.84356 | 1.0113 | 0.096431 | 0.096431
2018-07-21 | 6 | 15 | Summer: Off-Peak |  | 82 | Cooling | 0 | 0.85755 | 0.98855 | 0 | #N/A | 0 | #N/A | 0 | 0.11304 | 0.96593 | 1.0113 | 0.11042 | 0.11042
2018-07-21 | 6 | 16 | Summer: Off-Peak |  | 82 | Cooling | 0 | 0.88345 | 0.98855 | 0 | #N/A | 0 | #N/A | 0 | 0.11304 | 1.1649 | 1.0113 | 0.13317 | 0.13317
2018-07-21 | 6 | 17 | Summer: Off-Peak |  | 81 | Cooling | 0 | 0.94026 | 0.98855 | 0 | #N/A | 0 | #N/A | 0 | 0.10358 | 1.3522 | 1.0113 | 0.14163 | 0.14163
2018-07-21 | 6 | 18 | Summer: Off-Peak |  | 73 | Cooling | 0 | 0.98182 | 0.98855 | 0 | #N/A | 0 | #N/A | 0 | 0.050301 | 1.5599 | 1.0113 | 0.07935 | 0.07935
2018-07-21 | 6 | 19 | Summer: Off-Peak |  | 63 | Cooling | 0 | 0.98419 | 0.98855 | 0 | 4.3818 | 0 | 4.3586 | 0 | 0.039789 | 1.6764 | 1.0113 | 0.067457 | 0.067457
2018-07-21 | 6 | 20 | Summer: Off-Peak |  | 63 | Cooling | 0 | 0.97072 | 0.98855 | 0 | 4.3818 | 0 | 4.3586 | 0 | 0.039789 | 1.5244 | 1.0113 | 0.061338 | 0.061338
2018-07-21 | 6 | 21 | Summer: Off-Peak |  | 63 | Cooling | 0 | 0.95751 | 0.98855 | 0 | 4.3818 | 0 | 4.3586 | 0 | 0.039789 | 1.4449 | 1.0113 | 0.058139 | 0.058139
2018-07-21 | 6 | 22 | Summer: Off-Peak |  | 63 | Cooling | 0 | 0.94265 | 0.98855 | 0 | 4.3818 | 0 | 4.3586 | 0 | 0.039789 | 1.2427 | 1.0113 | 0.050005 | 0.050005
2018-07-21 | 6 | 23 | Summer: Off-Peak |  | 63 | Cooling | 0 | 0.94451 | 0.98855 | 0 | 4.3818 | 0 | 4.3586 | 0 | 0.039789 | 1.0298 | 1.0113 | 0.041436 | 0.041436
2018-07-22 | 7 | 0 | Summer: Off-Peak |  | 61 | Cooling | 0 | 0.97482 | 0.93761 | 0 | 4.3818 | 0 | 4.3586 | 0 | 0.045165 | 0.90669 | 1.0096 | 0.041344 | 0.041344
2018-07-22 | 7 | 1 | Summer: Off-Peak |  | 61 | Cooling | 0 | 1.0122 | 0.93761 | 0 | 4.3818 | 0 | 4.3586 | 0 | 0.045165 | 0.81803 | 1.0096 | 0.037302 | 0.037302
2018-07-22 | 7 | 2 | Summer: Off-Peak |  | 59 | Cooling | 0 | 1.051 | 0.93761 | 0 | 4.3182 | 0 | 4.2356 | 0 | 0.025 | 0.74508 | 1.0096 | 0.018806 | 0.018806
2018-07-22 | 7 | 3 | Summer: Off-Peak |  | 59 | Cooling | 0 | 1.0924 | 0.93761 | 0 | 4.3182 | 0 | 4.2356 | 0 | 0.025 | 0.69159 | 1.0096 | 0.017456 | 0.017456
2018-07-22 | 7 | 4 | Summer: Off-Peak |  | 61 | Cooling | 0 | 1.1348 | 0.93761 | 0 | 4.3818 | 0 | 4.3586 | 0 | 0.045165 | 0.64739 | 1.0096 | 0.02952 | 0.02952
2018-07-22 | 7 | 5 | Summer: Off-Peak |  | 61 | Cooling | 0 | 1.1636 | 0.93761 | 0 | 4.3818 | 0 | 4.3586 | 0 | 0.045165 | 0.7214 | 1.0096 | 0.032895 | 0.032895
2018-07-22 | 7 | 6 | Summer: Off-Peak |  | 63 | Cooling | 0 | 1.2084 | 0.93761 | 0 | 4.3818 | 0 | 4.3586 | 0 | 0.039789 | 0.87787 | 1.0096 | 0.035266 | 0.035266
2018-07-22 | 7 | 7 | Summer: Off-Peak |  | 66 | Cooling | 0 | 1.1637 | 0.93761 | 0 | 4.3818 | 0 | 4.3586 | 0 | 0.0364 | 0.97331 | 1.0096 | 0.035769 | 0.035769
2018-07-22 | 7 | 8 | Summer: Off-Peak |  | 66 | Cooling | 0 | 1.0942 | 0.93761 | 0 | 4.3818 | 0 | 4.3586 | 0 | 0.0364 | 0.9494 | 1.0096 | 0.034891 | 0.034891
2018-07-22 | 7 | 9 | Summer: Off-Peak |  | 70 | Cooling | 0 | 1.0343 | 0.93761 | 0 | 4.3818 | 0 | 4.3586 | 0 | 0.040605 | 0.84085 | 1.0096 | 0.034471 | 0.034471
2018-07-22 | 7 | 10 | Summer: Off-Peak |  | 72 | Cooling | 0 | 0.98112 | 0.93761 | 0 | #N/A | 0 | #N/A | 0 | 0.046446 | 0.74504 | 1.0096 | 0.034937 | 0.034937
2018-07-22 | 7 | 11 | Summer: Off-Peak |  | 72 | Cooling | 0 | 0.94956 | 0.93761 | 0 | #N/A | 0 | #N/A | 0 | 0.046446 | 0.72851 | 1.0096 | 0.034161 | 0.034161
2018-07-22 | 7 | 12 | Summer: Off-Peak |  | 72 | Cooling | 0 | 0.91648 | 0.93761 | 0 | #N/A | 0 | #N/A | 0 | 0.046446 | 0.75911 | 1.0096 | 0.035596 | 0.035596
2018-07-22 | 7 | 13 | Summer: Off-Peak |  | 72 | Cooling | 0 | 0.9004 | 0.93761 | 0 | #N/A | 0 | #N/A | 0 | 0.046446 | 0.79116 | 1.0096 | 0.037099 | 0.037099
2018-07-22 | 7 | 14 | Summer: Off-Peak |  | 73 | Cooling | 0 | 0.86033 | 0.93761 | 0 | #N/A | 0 | #N/A | 0 | 0.050301 | 0.84356 | 1.0096 | 0.04284 | 0.04284
2018-07-22 | 7 | 15 | Summer: Off-Peak |  | 75 | Cooling | 0 | 0.85755 | 0.93761 | 0 | #N/A | 0 | #N/A | 0 | 0.059881 | 0.96593 | 1.0096 | 0.058397 | 0.058397
2018-07-22 | 7 | 16 | Summer: Off-Peak |  | 75 | Cooling | 0 | 0.88345 | 0.93761 | 0 | #N/A | 0 | #N/A | 0 | 0.059881 | 1.1649 | 1.0096 | 0.070428 | 0.070428
2018-07-22 | 7 | 17 | Summer: Off-Peak |  | 75 | Cooling | 0 | 0.94026 | 0.93761 | 0 | #N/A | 0 | #N/A | 0 | 0.059881 | 1.3522 | 1.0096 | 0.081747 | 0.081747
2018-07-22 | 7 | 18 | Summer: Off-Peak |  | 75 | Cooling | 0 | 0.98182 | 0.93761 | 0 | #N/A | 0 | #N/A | 0 | 0.059881 | 1.5599 | 1.0096 | 0.094306 | 0.094306
2018-07-22 | 7 | 19 | Summer: Off-Peak |  | 72 | Cooling | 0 | 0.98419 | 0.93761 | 0 | #N/A | 0 | #N/A | 0 | 0.046446 | 1.6764 | 1.0096 | 0.078612 | 0.078612
2018-07-22 | 7 | 20 | Summer: Off-Peak |  | 68 | Cooling | 0 | 0.97072 | 0.93761 | 0 | 4.3818 | 0 | 4.3586 | 0 | 0.037256 | 1.5244 | 1.0096 | 0.057338 | 0.057338
2018-07-22 | 7 | 21 | Summer: Off-Peak |  | 64 | Cooling | 0 | 0.95751 | 0.93761 | 0 | 4.3818 | 0 | 4.3586 | 0 | 0.038036 | 1.4449 | 1.0096 | 0.055486 | 0.055486
2018-07-22 | 7 | 22 | Summer: Off-Peak |  | 63 | Cooling | 0 | 0.94265 | 0.93761 | 0 | 4.3818 | 0 | 4.3586 | 0 | 0.039789 | 1.2427 | 1.0096 | 0.049923 | 0.049923
2018-07-22 | 7 | 23 | Summer: Off-Peak |  | 63 | Cooling | 0 | 0.94451 | 0.93761 | 0 | 4.3818 | 0 | 4.3586 | 0 | 0.039789 | 1.0298 | 1.0096 | 0.041367 | 0.041367
2018-07-23 | 1 | 0 | Summer: Off-Peak |  | 61 | Cooling | 0 | 0.97482 | 1.0177 | 0 | 4.3818 | 0 | 4.3586 | 0 | 0.045165 | 0.90669 | 0.9441 | 0.038661 | 0.038661
2018-07-23 | 1 | 1 | Summer: Off-Peak |  | 61 | Cooling | 0 | 1.0122 | 1.0177 | 0 | 4.3818 | 0 | 4.3586 | 0 | 0.045165 | 0.81803 | 0.9441 | 0.034881 | 0.034881
2018-07-23 | 1 | 2 | Summer: Off-Peak |  | 59 | Cooling | 0 | 1.051 | 1.0177 | 0 | 4.3182 | 0 | 4.2356 | 0 | 0.025 | 0.74508 | 0.9441 | 0.017586 | 0.017586
2018-07-23 | 1 | 3 | Summer: Off-Peak |  | 59 | Cooling | 0 | 1.0924 | 1.0177 | 0 | 4.3182 | 0 | 4.2356 | 0 | 0.025 | 0.69159 | 0.9441 | 0.016323 | 0.016323
2018-07-23 | 1 | 4 | Summer: Off-Peak |  | 59 | Cooling | 0 | 1.1348 | 1.0177 | 0 | 4.3182 | 0 | 4.2356 | 0 | 0.025 | 0.64739 | 0.9441 | 0.01528 | 0.01528
2018-07-23 | 1 | 5 | Summer: Off-Peak |  | 59 | Cooling | 0 | 1.1636 | 1.0177 | 0 | 4.3182 | 0 | 4.2356 | 0 | 0.025 | 0.7214 | 0.9441 | 0.017027 | 0.017027
2018-07-23 | 1 | 6 | Summer: Off-Peak |  | 61 | Cooling | 0 | 1.2084 | 1.0177 | 0 | 4.3818 | 0 | 4.3586 | 0 | 0.045165 | 0.87787 | 0.9441 | 0.037432 | 0.037432
2018-07-23 | 1 | 7 | Summer: On-Peak |  | 64 | Cooling | 0 | 1.1637 | 1.0177 | 0 | 4.3818 | 0 | 4.3586 | 0 | 0.038036 | 0.97331 | 0.9441 | 0.034952 | 0.034952
2018-07-23 | 1 | 8 | Summer: On-Peak |  | 66 | Cooling | 0 | 1.0942 | 1.0177 | 0 | 4.3818 | 0 | 4.3586 | 0 | 0.0364 | 0.9494 | 0.9441 | 0.032626 | 0.032626
2018-07-23 | 1 | 9 | Summer: On-Peak |  | 66 | Cooling | 0 | 1.0343 | 1.0177 | 0 | 4.3818 | 0 | 4.3586 | 0 | 0.0364 | 0.84085 | 0.9441 | 0.028896 | 0.028896
2018-07-23 | 1 | 10 | Summer: On-Peak |  | 70 | Cooling | 0 | 0.98112 | 1.0177 | 0 | 4.3818 | 0 | 4.3586 | 0 | 0.040605 | 0.74504 | 0.9441 | 0.028561 | 0.028561
2018-07-23 | 1 | 11 | Summer: On-Peak |  | 72 | Cooling | 0 | 0.94956 | 1.0177 | 0 | #N/A | 0 | #N/A | 0 | 0.046446 | 0.72851 | 0.9441 | 0.031944 | 0.031944
2018-07-23 | 1 | 12 | Summer: On-Peak |  | 68 | Cooling | 0 | 0.91648 | 1.0177 | 0 | 4.3818 | 0 | 4.3586 | 0 | 0.037256 | 0.75911 | 0.9441 | 0.0267 | 0.0267
2018-07-23 | 1 | 13 | Summer: On-Peak | Summer | 66 | Cooling | 0 | 0.9004 | 1.0177 | 0 | 4.3818 | 0 | 4.3586 | 0 | 0.0364 | 0.79116 | 0.9441 | 0.027188 | 0.027188
2018-07-23 | 1 | 14 | Summer: On-Peak | Summer | 68 | Cooling | 0 | 0.86033 | 1.0177 | 0 | 4.3818 | 0 | 4.3586 | 0 | 0.037256 | 0.84356 | 0.9441 | 0.029671 | 0.029671
2018-07-23 | 1 | 15 | Summer: On-Peak | Summer | 66 | Cooling | 0 | 0.85755 | 1.0177 | 0 | 4.3818 | 0 | 4.3586 | 0 | 0.0364 | 0.96593 | 0.9441 | 0.033194 | 0.033194
2018-07-23 | 1 | 16 | Summer: On-Peak | Summer | 66 | Cooling | 0 | 0.88345 | 1.0177 | 0 | 4.3818 | 0 | 4.3586 | 0 | 0.0364 | 1.1649 | 0.9441 | 0.040033 | 0.040033
2018-07-23 | 1 | 17 | Summer: On-Peak |  | 66 | Cooling | 0 | 0.94026 | 1.0177 | 0 | 4.3818 | 0 | 4.3586 | 0 | 0.0364 | 1.3522 | 0.9441 | 0.046467 | 0.046467
2018-07-23 | 1 | 18 | Summer: On-Peak |  | 66 | Cooling | 0 | 0.98182 | 1.0177 | 0 | 4.3818 | 0 | 4.3586 | 0 | 0.0364 | 1.5599 | 0.9441 | 0.053606 | 0.053606
2018-07-23 | 1 | 19 | Summer: On-Peak |  | 66 | Cooling | 0 | 0.98419 | 1.0177 | 0 | 4.3818 | 0 | 4.3586 | 0 | 0.0364 | 1.6764 | 0.9441 | 0.057611 | 0.057611
2018-07-23 | 1 | 20 | Summer: On-Peak |  | 66 | Cooling | 0 | 0.97072 | 1.0177 | 0 | 4.3818 | 0 | 4.3586 | 0 | 0.0364 | 1.5244 | 0.9441 | 0.052385 | 0.052385
2018-07-23 | 1 | 21 | Summer: On-Peak |  | 66 | Cooling | 0 | 0.95751 | 1.0177 | 0 | 4.3818 | 0 | 4.3586 | 0 | 0.0364 | 1.4449 | 0.9441 | 0.049653 | 0.049653
2018-07-23 | 1 | 22 | Summer: On-Peak |  | 66 | Cooling | 0 | 0.94265 | 1.0177 | 0 | 4.3818 | 0 | 4.3586 | 0 | 0.0364 | 1.2427 | 0.9441 | 0.042706 | 0.042706
2018-07-23 | 1 | 23 | Summer: Off-Peak |  | 66 | Cooling | 0 | 0.94451 | 1.0177 | 0 | 4.3818 | 0 | 4.3586 | 0 | 0.0364 | 1.0298 | 0.9441 | 0.035388 | 0.035388
2018-07-24 | 2 | 0 | Summer: Off-Peak |  | 64 | Cooling | 0 | 0.97482 | 1.02 | 0 | 4.3818 | 0 | 4.3586 | 0 | 0.038036 | 0.90669 | 0.83669 | 0.028855 | 0.028855
2018-07-24 | 2 | 1 | Summer: Off-Peak |  | 64 | Cooling | 0 | 1.0122 | 1.02 | 0 | 4.3818 | 0 | 4.3586 | 0 | 0.038036 | 0.81803 | 0.83669 | 0.026034 | 0.026034
2018-07-24 | 2 | 2 | Summer: Off-Peak |  | 66 | Cooling | 0 | 1.051 | 1.02 | 0 | 4.3818 | 0 | 4.3586 | 0 | 0.0364 | 0.74508 | 0.83669 | 0.022692 | 0.022692
2018-07-24 | 2 | 3 | Summer: Off-Peak |  | 66 | Cooling | 0 | 1.0924 | 1.02 | 0 | 4.3818 | 0 | 4.3586 | 0 | 0.0364 | 0.69159 | 0.83669 | 0.021063 | 0.021063
2018-07-24 | 2 | 4 | Summer: Off-Peak |  | 64 | Cooling | 0 | 1.1348 | 1.02 | 0 | 4.3818 | 0 | 4.3586 | 0 | 0.038036 | 0.64739 | 0.83669 | 0.020603 | 0.020603
2018-07-24 | 2 | 5 | Summer: Off-Peak |  | 64 | Cooling | 0 | 1.1636 | 1.02 | 0 | 4.3818 | 0 | 4.3586 | 0 | 0.038036 | 0.7214 | 0.83669 | 0.022958 | 0.022958
2018-07-24 | 2 | 6 | Summer: Off-Peak |  | 70 | Cooling | 0 | 1.2084 | 1.02 | 0 | 4.3818 | 0 | 4.3586 | 0 | 0.040605 | 0.87787 | 0.83669 | 0.029824 | 0.029824
2018-07-24 | 2 | 7 | Summer: On-Peak |  | 72 | Cooling | 0 | 1.1637 | 1.02 | 0 | #N/A | 0 | #N/A | 0 | 0.046446 | 0.97331 | 0.83669 | 0.037823 | 0.037823
2018-07-24 | 2 | 8 | Summer: On-Peak |  | 77 | Cooling | 0 | 1.0942 | 1.02 | 0 | #N/A | 0 | #N/A | 0 | 0.071953 | 0.9494 | 0.83669 | 0.057156 | 0.057156
2018-07-24 | 2 | 9 | Summer: On-Peak |  | 79 | Cooling | 0 | 1.0343 | 1.02 | 0 | #N/A | 0 | #N/A | 0 | 0.086518 | 0.84085 | 0.83669 | 0.060867 | 0.060867
2018-07-24 | 2 | 10 | Summer: On-Peak |  | 79 | Cooling | 0 | 0.98112 | 1.02 | 0 | #N/A | 0 | #N/A | 0 | 0.086518 | 0.74504 | 0.83669 | 0.053932 | 0.053932
2018-07-24 | 2 | 11 | Summer: On-Peak |  | 81 | Cooling | 0 | 0.94956 | 1.02 | 0 | #N/A | 0 | #N/A | 0 | 0.10358 | 0.72851 | 0.83669 | 0.063132 | 0.063132
2018-07-24 | 2 | 12 | Summer: On-Peak |  | 82 | Cooling | 0 | 0.91648 | 1.02 | 0 | #N/A | 0 | #N/A | 0 | 0.11304 | 0.75911 | 0.83669 | 0.071795 | 0.071795
2018-07-24 | 2 | 13 | Summer: On-Peak | Summer | 82 | Cooling | 0 | 0.9004 | 1.02 | 0 | #N/A | 0 | #N/A | 0 | 0.11304 | 0.79116 | 0.83669 | 0.074826 | 0.074826
2018-07-24 | 2 | 14 | Summer: On-Peak | Summer | 84 | Cooling | 0 | 0.86033 | 1.02 | 0 | #N/A | 0 | #N/A | 0 | 0.13383 | 0.84356 | 0.83669 | 0.094459 | 0.094459
2018-07-24 | 2 | 15 | Summer: On-Peak | Summer | 82 | Cooling | 0 | 0.85755 | 1.02 | 0 | #N/A | 0 | #N/A | 0 | 0.11304 | 0.96593 | 0.83669 | 0.091355 | 0.091355
2018-07-24 | 2 | 16 | Summer: On-Peak | Summer | 77 | Cooling | 0 | 0.88345 | 1.02 | 0 | #N/A | 0 | #N/A | 0 | 0.071953 | 1.1649 | 0.83669 | 0.070131 | 0.070131
2018-07-24 | 2 | 17 | Summer: On-Peak |  | 77 | Cooling | 0 | 0.94026 | 1.02 | 0 | #N/A | 0 | #N/A | 0 | 0.071953 | 1.3522 | 0.83669 | 0.081402 | 0.081402
2018-07-24 | 2 | 18 | Summer: On-Peak |  | 77 | Cooling | 0 | 0.98182 | 1.02 | 0 | #N/A | 0 | #N/A | 0 | 0.071953 | 1.5599 | 0.83669 | 0.093909 | 0.093909
2018-07-24 | 2 | 19 | Summer: On-Peak |  | 75 | Cooling | 0 | 0.98419 | 1.02 | 0 | #N/A | 0 | #N/A | 0 | 0.059881 | 1.6764 | 0.83669 | 0.083991 | 0.083991
2018-07-24 | 2 | 20 | Summer: On-Peak |  | 75 | Cooling | 0 | 0.97072 | 1.02 | 0 | #N/A | 0 | #N/A | 0 | 0.059881 | 1.5244 | 0.83669 | 0.076373 | 0.076373
2018-07-24 | 2 | 21 | Summer: On-Peak |  | 73 | Cooling | 0 | 0.95751 | 1.02 | 0 | #N/A | 0 | #N/A | 0 | 0.050301 | 1.4449 | 0.83669 | 0.060808 | 0.060808
2018-07-24 | 2 | 22 | Summer: On-Peak |  | 73 | Cooling | 0 | 0.94265 | 1.02 | 0 | #N/A | 0 | #N/A | 0 | 0.050301 | 1.2427 | 0.83669 | 0.052301 | 0.052301
2018-07-24 | 2 | 23 | Summer: Off-Peak |  | 73 | Cooling | 0 | 0.94451 | 1.02 | 0 | #N/A | 0 | #N/A | 0 | 0.050301 | 1.0298 | 0.83669 | 0.043338 | 0.043338
2018-07-25 | 3 | 0 | Summer: Off-Peak |  | 70 | Cooling | 0 | 0.97482 | 1.0263 | 0 | 4.3818 | 0 | 4.3586 | 0 | 0.040605 | 0.90669 | 0.94211 | 0.034684 | 0.034684
2018-07-25 | 3 | 1 | Summer: Off-Peak |  | 68 | Cooling | 0 | 1.0122 | 1.0263 | 0 | 4.3818 | 0 | 4.3586 | 0 | 0.037256 | 0.81803 | 0.94211 | 0.028712 | 0.028712
2018-07-25 | 3 | 2 | Summer: Off-Peak |  | 70 | Cooling | 0 | 1.051 | 1.0263 | 0 | 4.3818 | 0 | 4.3586 | 0 | 0.040605 | 0.74508 | 0.94211 | 0.028502 | 0.028502
2018-07-25 | 3 | 3 | Summer: Off-Peak |  | 70 | Cooling | 0 | 1.0924 | 1.0263 | 0 | 4.3818 | 0 | 4.3586 | 0 | 0.040605 | 0.69159 | 0.94211 | 0.026456 | 0.026456
2018-07-25 | 3 | 4 | Summer: Off-Peak |  | 70 | Cooling | 0 | 1.1348 | 1.0263 | 0 | 4.3818 | 0 | 4.3586 | 0 | 0.040605 | 0.64739 | 0.94211 | 0.024765 | 0.024765
2018-07-25 | 3 | 5 | Summer: Off-Peak |  | 70 | Cooling | 0 | 1.1636 | 1.0263 | 0 | 4.3818 | 0 | 4.3586 | 0 | 0.040605 | 0.7214 | 0.94211 | 0.027596 | 0.027596
2018-07-25 | 3 | 6 | Summer: Off-Peak |  | 72 | Cooling | 0 | 1.2084 | 1.0263 | 0 | #N/A | 0 | #N/A | 0 | 0.046446 | 0.87787 | 0.94211 | 0.038413 | 0.038413
2018-07-25 | 3 | 7 | Summer: On-Peak |  | 73 | Cooling | 0 | 1.1637 | 1.0263 | 0 | #N/A | 0 | #N/A | 0 | 0.050301 | 0.97331 | 0.94211 | 0.046124 | 0.046124
2018-07-25 | 3 | 8 | Summer: On-Peak |  | 75 | Cooling | 0 | 1.0942 | 1.0263 | 0 | #N/A | 0 | #N/A | 0 | 0.059881 | 0.9494 | 0.94211 | 0.05356 | 0.05356
2018-07-25 | 3 | 9 | Summer: On-Peak |  | 75 | Cooling | 0 | 1.0343 | 1.0263 | 0 | #N/A | 0 | #N/A | 0 | 0.059881 | 0.84085 | 0.94211 | 0.047436 | 0.047436
2018-07-25 | 3 | 10 | Summer: On-Peak |  | 77 | Cooling | 0 | 0.98112 | 1.0263 | 0 | #N/A | 0 | #N/A | 0 | 0.071953 | 0.74504 | 0.94211 | 0.050504 | 0.050504
2018-07-25 | 3 | 11 | Summer: On-Peak |  | 75 | Cooling | 0 | 0.94956 | 1.0263 | 0 | #N/A | 0 | #N/A | 0 | 0.059881 | 0.72851 | 0.94211 | 0.041098 | 0.041098
2018-07-25 | 3 | 12 | Summer: On-Peak |  | 77 | Cooling | 0 | 0.91648 | 1.0263 | 0 | #N/A | 0 | #N/A | 0 | 0.071953 | 0.75911 | 0.94211 | 0.051458 | 0.051458
2018-07-25 | 3 | 13 | Summer: On-Peak | Summer | 75 | Cooling | 0 | 0.9004 | 1.0263 | 0 | #N/A | 0 | #N/A | 0 | 0.059881 | 0.79116 | 0.94211 | 0.044633 | 0.044633
2018-07-25 | 3 | 14 | Summer: On-Peak | Summer | 73 | Cooling | 0 | 0.86033 | 1.0263 | 0 | #N/A | 0 | #N/A | 0 | 0.050301 | 0.84356 | 0.94211 | 0.039975 | 0.039975
2018-07-25 | 3 | 15 | Summer: On-Peak | Summer | 73 | Cooling | 0 | 0.85755 | 1.0263 | 0 | #N/A | 0 | #N/A | 0 | 0.050301 | 0.96593 | 0.94211 | 0.045774 | 0.045774
2018-07-25 | 3 | 16 | Summer: On-Peak | Summer | 75 | Cooling | 0 | 0.88345 | 1.0263 | 0 | #N/A | 0 | #N/A | 0 | 0.059881 | 1.1649 | 0.94211 | 0.065719 | 0.065719
2018-07-25 | 3 | 17 | Summer: On-Peak |  | 73 | Cooling | 0 | 0.94026 | 1.0263 | 0 | #N/A | 0 | #N/A | 0 | 0.050301 | 1.3522 | 0.94211 | 0.064077 | 0.064077
2018-07-25 | 3 | 18 | Summer: On-Peak |  | 70 | Cooling | 0 | 0.98182 | 1.0263 | 0 | 4.3818 | 0 | 4.3586 | 0 | 0.040605 | 1.5599 | 0.94211 | 0.059672 | 0.059672
2018-07-25 | 3 | 19 | Summer: On-Peak |  | 66 | Cooling | 0 | 0.98419 | 1.0263 | 0 | 4.3818 | 0 | 4.3586 | 0 | 0.0364 | 1.6764 | 0.94211 | 0.057489 | 0.057489
2018-07-25 | 3 | 20 | Summer: On-Peak |  | 64 | Cooling | 0 | 0.97072 | 1.0263 | 0 | 4.3818 | 0 | 4.3586 | 0 | 0.038036 | 1.5244 | 0.94211 | 0.054625 | 0.054625
2018-07-25 | 3 | 21 | Summer: On-Peak |  | 61 | Cooling | 0 | 0.95751 | 1.0263 | 0 | 4.3818 | 0 | 4.3586 | 0 | 0.045165 | 1.4449 | 0.94211 | 0.061479 | 0.061479
2018-07-25 | 3 | 22 | Summer: On-Peak |  | 57 | Cooling | 0 | 0.94265 | 1.0263 | 0 | 4.2531 | 0 | 4.112 | 0 | 0.025 | 1.2427 | 0.94211 | 0.029269 | 0.029269
2018-07-25 | 3 | 23 | Summer: Off-Peak |  | 55 | Cooling | 0 | 0.94451 | 1.0263 | 0 | 4.1851 | 0 | 3.9877 | 0 | 0.025 | 1.0298 | 0.94211 | 0.024253 | 0.024253
2018-07-26 | 4 | 0 | Summer: Off-Peak |  | 55 | Cooling | 0 | 0.97482 | 1.002 | 0 | 4.1851 | 0 | 3.9877 | 0 | 0.025 | 0.90669 | 1.0706 | 0.024267 | 0.024267
2018-07-26 | 4 | 1 | Summer: Off-Peak |  | 54 | Cooling | 0 | 1.0122 | 1.002 | 0 | 4.156 | 0 | 3.9259 | 0 | 0.025 | 0.81803 | 1.0706 | 0.021894 | 0.021894
2018-07-26 | 4 | 2 | Summer: Off-Peak |  | 54 | Cooling | 0 | 1.051 | 1.002 | 0 | 4.156 | 0 | 3.9259 | 0 | 0.025 | 0.74508 | 1.0706 | 0.019941 | 0.019941
2018-07-26 | 4 | 3 | Summer: Off-Peak |  | 54 | Cooling | 0 | 1.0924 | 1.002 | 0 | 4.156 | 0 | 3.9259 | 0 | 0.025 | 0.69159 | 1.0706 | 0.01851 | 0.01851
2018-07-26 | 4 | 4 | Summer: Off-Peak |  | 54 | Cooling | 0 | 1.1348 | 1.002 | 0 | 4.156 | 0 | 3.9259 | 0 | 0.025 | 0.64739 | 1.0706 | 0.017327 | 0.017327
2018-07-26 | 4 | 5 | Summer: Off-Peak |  | 54 | Cooling | 0 | 1.1636 | 1.002 | 0 | 4.156 | 0 | 3.9259 | 0 | 0.025 | 0.7214 | 1.0706 | 0.019308 | 0.019308
2018-07-26 | 4 | 6 | Summer: Off-Peak |  | 57 | Cooling | 0 | 1.2084 | 1.002 | 0 | 4.2531 | 0 | 4.112 | 0 | 0.025 | 0.87787 | 1.0706 | 0.023496 | 0.023496
2018-07-26 | 4 | 7 | Summer: On-Peak |  | 63 | Cooling | 0 | 1.1637 | 1.002 | 0 | 4.3818 | 0 | 4.3586 | 0 | 0.039789 | 0.97331 | 1.0706 | 0.04146 | 0.04146
2018-07-26 | 4 | 8 | Summer: On-Peak |  | 64 | Cooling | 0 | 1.0942 | 1.002 | 0 | 4.3818 | 0 | 4.3586 | 0 | 0.038036 | 0.9494 | 1.0706 | 0.03866 | 0.03866
2018-07-26 | 4 | 9 | Summer: On-Peak |  | 68 | Cooling | 0 | 1.0343 | 1.002 | 0 | 4.3818 | 0 | 4.3586 | 0 | 0.037256 | 0.84085 | 1.0706 | 0.033537 | 0.033537
2018-07-26 | 4 | 10 | Summer: On-Peak |  | 72 | Cooling | 0 | 0.98112 | 1.002 | 0 | #N/A | 0 | #N/A | 0 | 0.046446 | 0.74504 | 1.0706 | 0.037046 | 0.037046
2018-07-26 | 4 | 11 | Summer: On-Peak |  | 72 | Cooling | 0 | 0.94956 | 1.002 | 0 | #N/A | 0 | #N/A | 0 | 0.046446 | 0.72851 | 1.0706 | 0.036224 | 0.036224
2018-07-26 | 4 | 12 | Summer: On-Peak |  | 75 | Cooling | 0 | 0.91648 | 1.002 | 0 | #N/A | 0 | #N/A | 0 | 0.059881 | 0.75911 | 1.0706 | 0.048664 | 0.048664
2018-07-26 | 4 | 13 | Summer: On-Peak | Summer | 73 | Cooling | 0 | 0.9004 | 1.002 | 0 | #N/A | 0 | #N/A | 0 | 0.050301 | 0.79116 | 1.0706 | 0.042604 | 0.042604
2018-07-26 | 4 | 14 | Summer: On-Peak | Summer | 75 | Cooling | 0 | 0.86033 | 1.002 | 0 | #N/A | 0 | #N/A | 0 | 0.059881 | 0.84356 | 1.0706 | 0.054077 | 0.054077
2018-07-26 | 4 | 15 | Summer: On-Peak | Summer | 79 | Cooling | 0 | 0.85755 | 1.002 | 0 | #N/A | 0 | #N/A | 0 | 0.086518 | 0.96593 | 1.0706 | 0.089467 | 0.089467
2018-07-26 | 4 | 16 | Summer: On-Peak | Summer | 77 | Cooling | 0 | 0.88345 | 1.002 | 0 | #N/A | 0 | #N/A | 0 | 0.071953 | 1.1649 | 1.0706 | 0.089736 | 0.089736
2018-07-26 | 4 | 17 | Summer: On-Peak |  | 75 | Cooling | 0 | 0.94026 | 1.002 | 0 | #N/A | 0 | #N/A | 0 | 0.059881 | 1.3522 | 1.0706 | 0.086682 | 0.086682
2018-07-26 | 4 | 18 | Summer: On-Peak |  | 73 | Cooling | 0 | 0.98182 | 1.002 | 0 | #N/A | 0 | #N/A | 0 | 0.050301 | 1.5599 | 1.0706 | 0.084001 | 0.084001
2018-07-26 | 4 | 19 | Summer: On-Peak |  | 72 | Cooling | 0 | 0.98419 | 1.002 | 0 | #N/A | 0 | #N/A | 0 | 0.046446 | 1.6764 | 1.0706 | 0.083357 | 0.083357
2018-07-26 | 4 | 20 | Summer: On-Peak |  | 64 | Cooling | 0 | 0.97072 | 1.002 | 0 | 4.3818 | 0 | 4.3586 | 0 | 0.038036 | 1.5244 | 1.0706 | 0.062073 | 0.062073
2018-07-26 | 4 | 21 | Summer: On-Peak |  | 61 | Cooling | 0 | 0.95751 | 1.002 | 0 | 4.3818 | 0 | 4.3586 | 0 | 0.045165 | 1.4449 | 1.0706 | 0.069862 | 0.069862
2018-07-26 | 4 | 22 | Summer: On-Peak |  | 61 | Cooling | 0 | 0.94265 | 1.002 | 0 | 4.3818 | 0 | 4.3586 | 0 | 0.045165 | 1.2427 | 1.0706 | 0.060087 | 0.060087
2018-07-26 | 4 | 23 | Summer: Off-Peak |  | 59 | Cooling | 0 | 0.94451 | 1.002 | 0 | 4.3182 | 0 | 4.2356 | 0 | 0.025 | 1.0298 | 1.0706 | 0.02756 | 0.02756
2018-07-27 | 5 | 0 | Summer: Off-Peak |  | 57 | Cooling | 0 | 0.97482 | 1.0078 | 0 | 4.2531 | 0 | 4.112 | 0 | 0.025 | 0.90669 | 1.1856 | 0.026875 | 0.026875
2018-07-27 | 5 | 1 | Summer: Off-Peak |  | 57 | Cooling | 0 | 1.0122 | 1.0078 | 0 | 4.2531 | 0 | 4.112 | 0 | 0.025 | 0.81803 | 1.1856 | 0.024247 | 0.024247
2018-07-27 | 5 | 2 | Summer: Off-Peak |  | 57 | Cooling | 0 | 1.051 | 1.0078 | 0 | 4.2531 | 0 | 4.112 | 0 | 0.025 | 0.74508 | 1.1856 | 0.022085 | 0.022085
2018-07-27 | 5 | 3 | Summer: Off-Peak |  | 55 | Cooling | 0 | 1.0924 | 1.0078 | 0 | 4.1851 | 0 | 3.9877 | 0 | 0.025 | 0.69159 | 1.1856 | 0.020499 | 0.020499
2018-07-27 | 5 | 4 | Summer: Off-Peak |  | 54 | Cooling | 0 | 1.1348 | 1.0078 | 0 | 4.156 | 0 | 3.9259 | 0 | 0.025 | 0.64739 | 1.1856 | 0.019189 | 0.019189
2018-07-27 | 5 | 5 | Summer: Off-Peak |  | 54 | Cooling | 0 | 1.1636 | 1.0078 | 0 | 4.156 | 0 | 3.9259 | 0 | 0.025 | 0.7214 | 1.1856 | 0.021383 | 0.021383
2018-07-27 | 5 | 6 | Summer: Off-Peak |  | 57 | Cooling | 0 | 1.2084 | 1.0078 | 0 | 4.2531 | 0 | 4.112 | 0 | 0.025 | 0.87787 | 1.1856 | 0.026021 | 0.026021
2018-07-27 | 5 | 7 | Summer: On-Peak |  | 63 | Cooling | 0 | 1.1637 | 1.0078 | 0 | 4.3818 | 0 | 4.3586 | 0 | 0.039789 | 0.97331 | 1.1856 | 0.045916 | 0.045916
2018-07-27 | 5 | 8 | Summer: On-Peak |  | 70 | Cooling | 0 | 1.0942 | 1.0078 | 0 | 4.3818 | 0 | 4.3586 | 0 | 0.040605 | 0.9494 | 1.1856 | 0.045706 | 0.045706
2018-07-27 | 5 | 9 | Summer: On-Peak |  | 73 | Cooling | 0 | 1.0343 | 1.0078 | 0 | #N/A | 0 | #N/A | 0 | 0.050301 | 0.84085 | 1.1856 | 0.050147 | 0.050147
2018-07-27 | 5 | 10 | Summer: On-Peak |  | 75 | Cooling | 0 | 0.98112 | 1.0078 | 0 | #N/A | 0 | #N/A | 0 | 0.059881 | 0.74504 | 1.1856 | 0.052895 | 0.052895
2018-07-27 | 5 | 11 | Summer: On-Peak |  | 77 | Cooling | 0 | 0.94956 | 1.0078 | 0 | #N/A | 0 | #N/A | 0 | 0.071953 | 0.72851 | 1.1856 | 0.062149 | 0.062149
2018-07-27 | 5 | 12 | Summer: On-Peak |  | 81 | Cooling | 0 | 0.91648 | 1.0078 | 0 | #N/A | 0 | #N/A | 0 | 0.10358 | 0.75911 | 1.1856 | 0.09322 | 0.09322
2018-07-27 | 5 | 13 | Summer: On-Peak | Summer | 81 | Cooling | 0 | 0.9004 | 1.0078 | 0 | #N/A | 0 | #N/A | 0 | 0.10358 | 0.79116 | 1.1856 | 0.097156 | 0.097156
2018-07-27 | 5 | 14 | Summer: On-Peak | Summer | 82 | Cooling | 0 | 0.86033 | 1.0078 | 0 | #N/A | 0 | #N/A | 0 | 0.11304 | 0.84356 | 1.1856 | 0.11305 | 0.11305
2018-07-27 | 5 | 15 | Summer: On-Peak | Summer | 82 | Cooling | 0 | 0.85755 | 1.0078 | 0 | #N/A | 0 | #N/A | 0 | 0.11304 | 0.96593 | 1.1856 | 0.12945 | 0.12945
2018-07-27 | 5 | 16 | Summer: On-Peak | Summer | 82 | Cooling | 0 | 0.88345 | 1.0078 | 0 | #N/A | 0 | #N/A | 0 | 0.11304 | 1.1649 | 1.1856 | 0.15613 | 0.15613
2018-07-27 | 5 | 17 | Summer: On-Peak |  | 82 | Cooling | 0 | 0.94026 | 1.0078 | 0 | #N/A | 0 | #N/A | 0 | 0.11304 | 1.3522 | 1.1856 | 0.18122 | 0.18122
2018-07-27 | 5 | 18 | Summer: On-Peak |  | 79 | Cooling | 0 | 0.98182 | 1.0078 | 0 | #N/A | 0 | #N/A | 0 | 0.086518 | 1.5599 | 1.1856 | 0.16001 | 0.16001
2018-07-27 | 5 | 19 | Summer: On-Peak |  | 75 | Cooling | 0 | 0.98419 | 1.0078 | 0 | #N/A | 0 | #N/A | 0 | 0.059881 | 1.6764 | 1.1856 | 0.11902 | 0.11902
2018-07-27 | 5 | 20 | Summer: On-Peak |  | 73 | Cooling | 0 | 0.97072 | 1.0078 | 0 | #N/A | 0 | #N/A | 0 | 0.050301 | 1.5244 | 1.1856 | 0.09091 | 0.09091
2018-07-27 | 5 | 21 | Summer: On-Peak |  | 73 | Cooling | 0 | 0.95751 | 1.0078 | 0 | #N/A | 0 | #N/A | 0 | 0.050301 | 1.4449 | 1.1856 | 0.086169 | 0.086169
2018-07-27 | 5 | 22 | Summer: On-Peak |  | 72 | Cooling | 0 | 0.94265 | 1.0078 | 0 | #N/A | 0 | #N/A | 0 | 0.046446 | 1.2427 | 1.1856 | 0.068433 | 0.068433
2018-07-27 | 5 | 23 | Summer: Off-Peak |  | 66 | Cooling | 0 | 0.94451 | 1.0078 | 0 | 4.3818 | 0 | 4.3586 | 0 | 0.0364 | 1.0298 | 1.1856 | 0.044441 | 0.044441
2018-07-28 | 6 | 0 | Summer: Off-Peak |  | 64 | Cooling | 0 | 0.97482 | 0.98855 | 0 | 4.3818 | 0 | 4.3586 | 0 | 0.038036 | 0.90669 | 1.0113 | 0.034877 | 0.034877
2018-07-28 | 6 | 1 | Summer: Off-Peak |  | 63 | Cooling | 0 | 1.0122 | 0.98855 | 0 | 4.3818 | 0 | 4.3586 | 0 | 0.039789 | 0.81803 | 1.0113 | 0.032917 | 0.032917
2018-07-28 | 6 | 2 | Summer: Off-Peak |  | 61 | Cooling | 0 | 1.051 | 0.98855 | 0 | 4.3818 | 0 | 4.3586 | 0 | 0.045165 | 0.74508 | 1.0113 | 0.034031 | 0.034031
2018-07-28 | 6 | 3 | Summer: Off-Peak |  | 61 | Cooling | 0 | 1.0924 | 0.98855 | 0 | 4.3818 | 0 | 4.3586 | 0 | 0.045165 | 0.69159 | 1.0113 | 0.031588 | 0.031588
2018-07-28 | 6 | 4 | Summer: Off-Peak |  | 61 | Cooling | 0 | 1.1348 | 0.98855 | 0 | 4.3818 | 0 | 4.3586 | 0 | 0.045165 | 0.64739 | 1.0113 | 0.029569 | 0.029569
2018-07-28 | 6 | 5 | Summer: Off-Peak |  | 59 | Cooling | 0 | 1.1636 | 0.98855 | 0 | 4.3182 | 0 | 4.2356 | 0 | 0.025 | 0.7214 | 1.0113 | 0.018238 | 0.018238
2018-07-28 | 6 | 6 | Summer: Off-Peak |  | 63 | Cooling | 0 | 1.2084 | 0.98855 | 0 | 4.3818 | 0 | 4.3586 | 0 | 0.039789 | 0.87787 | 1.0113 | 0.035324 | 0.035324
2018-07-28 | 6 | 7 | Summer: Off-Peak |  | 66 | Cooling | 0 | 1.1637 | 0.98855 | 0 | 4.3818 | 0 | 4.3586 | 0 | 0.0364 | 0.97331 | 1.0113 | 0.035829 | 0.035829
2018-07-28 | 6 | 8 | Summer: Off-Peak |  | 73 | Cooling | 0 | 1.0942 | 0.98855 | 0 | #N/A | 0 | #N/A | 0 | 0.050301 | 0.9494 | 1.0113 | 0.048295 | 0.048295
2018-07-28 | 6 | 9 | Summer: Off-Peak |  | 77 | Cooling | 0 | 1.0343 | 0.98855 | 0 | #N/A | 0 | #N/A | 0 | 0.071953 | 0.84085 | 1.0113 | 0.061184 | 0.061184
2018-07-28 | 6 | 10 | Summer: Off-Peak |  | 79 | Cooling | 0 | 0.98112 | 0.98855 | 0 | #N/A | 0 | #N/A | 0 | 0.086518 | 0.74504 | 1.0113 | 0.065187 | 0.065187
2018-07-28 | 6 | 11 | Summer: Off-Peak |  | 81 | Cooling | 0 | 0.94956 | 0.98855 | 0 | #N/A | 0 | #N/A | 0 | 0.10358 | 0.72851 | 1.0113 | 0.076307 | 0.076307
2018-07-28 | 6 | 12 | Summer: Off-Peak |  | 82 | Cooling | 0 | 0.91648 | 0.98855 | 0 | #N/A | 0 | #N/A | 0 | 0.11304 | 0.75911 | 1.0113 | 0.086777 | 0.086777
2018-07-28 | 6 | 13 | Summer: Off-Peak |  | 82 | Cooling | 0 | 0.9004 | 0.98855 | 0 | #N/A | 0 | #N/A | 0 | 0.11304 | 0.79116 | 1.0113 | 0.090441 | 0.090441
2018-07-28 | 6 | 14 | Summer: Off-Peak |  | 82 | Cooling | 0 | 0.86033 | 0.98855 | 0 | #N/A | 0 | #N/A | 0 | 0.11304 | 0.84356 | 1.0113 | 0.096431 | 0.096431
2018-07-28 | 6 | 15 | Summer: Off-Peak |  | 82 | Cooling | 0 | 0.85755 | 0.98855 | 0 | #N/A | 0 | #N/A | 0 | 0.11304 | 0.96593 | 1.0113 | 0.11042 | 0.11042
2018-07-28 | 6 | 16 | Summer: Off-Peak |  | 81 | Cooling | 0 | 0.88345 | 0.98855 | 0 | #N/A | 0 | #N/A | 0 | 0.10358 | 1.1649 | 1.0113 | 0.12202 | 0.12202
2018-07-28 | 6 | 17 | Summer: Off-Peak |  | 81 | Cooling | 0 | 0.94026 | 0.98855 | 0 | #N/A | 0 | #N/A | 0 | 0.10358 | 1.3522 | 1.0113 | 0.14163 | 0.14163
2018-07-28 | 6 | 18 | Summer: Off-Peak |  | 79 | Cooling | 0 | 0.98182 | 0.98855 | 0 | #N/A | 0 | #N/A | 0 | 0.086518 | 1.5599 | 1.0113 | 0.13648 | 0.13648
2018-07-28 | 6 | 19 | Summer: Off-Peak |  | 75 | Cooling | 0 | 0.98419 | 0.98855 | 0 | #N/A | 0 | #N/A | 0 | 0.059881 | 1.6764 | 1.0113 | 0.10152 | 0.10152
2018-07-28 | 6 | 20 | Summer: Off-Peak |  | 75 | Cooling | 0 | 0.97072 | 0.98855 | 0 | #N/A | 0 | #N/A | 0 | 0.059881 | 1.5244 | 1.0113 | 0.092311 | 0.092311
2018-07-28 | 6 | 21 | Summer: Off-Peak |  | 68 | Cooling | 0 | 0.95751 | 0.98855 | 0 | 4.3818 | 0 | 4.3586 | 0 | 0.037256 | 1.4449 | 1.0113 | 0.054437 | 0.054437
2018-07-28 | 6 | 22 | Summer: Off-Peak |  | 66 | Cooling | 0 | 0.94265 | 0.98855 | 0 | 4.3818 | 0 | 4.3586 | 0 | 0.0364 | 1.2427 | 1.0113 | 0.045745 | 0.045745
2018-07-28 | 6 | 23 | Summer: Off-Peak |  | 66 | Cooling | 0 | 0.94451 | 0.98855 | 0 | 4.3818 | 0 | 4.3586 | 0 | 0.0364 | 1.0298 | 1.0113 | 0.037906 | 0.037906
2018-07-29 | 7 | 0 | Summer: Off-Peak |  | 70 | Cooling | 0 | 0.97482 | 0.93761 | 0 | 4.3818 | 0 | 4.3586 | 0 | 0.040605 | 0.90669 | 1.0096 | 0.03717 | 0.03717
2018-07-29 | 7 | 1 | Summer: Off-Peak |  | 68 | Cooling | 0 | 1.0122 | 0.93761 | 0 | 4.3818 | 0 | 4.3586 | 0 | 0.037256 | 0.81803 | 1.0096 | 0.03077 | 0.03077
2018-07-29 | 7 | 2 | Summer: Off-Peak |  | 72 | Cooling | 0 | 1.051 | 0.93761 | 0 | #N/A | 0 | #N/A | 0 | 0.046446 | 0.74508 | 1.0096 | 0.034938 | 0.034938
2018-07-29 | 7 | 3 | Summer: Off-Peak |  | 72 | Cooling | 0 | 1.0924 | 0.93761 | 0 | #N/A | 0 | #N/A | 0 | 0.046446 | 0.69159 | 1.0096 | 0.03243 | 0.03243
2018-07-29 | 7 | 4 | Summer: Off-Peak |  | 70 | Cooling | 0 | 1.1348 | 0.93761 | 0 | 4.3818 | 0 | 4.3586 | 0 | 0.040605 | 0.64739 | 1.0096 | 0.02654 | 0.02654
2018-07-29 | 7 | 5 | Summer: Off-Peak |  | 64 | Cooling | 0 | 1.1636 | 0.93761 | 0 | 4.3818 | 0 | 4.3586 | 0 | 0.038036 | 0.7214 | 1.0096 | 0.027703 | 0.027703
2018-07-29 | 7 | 6 | Summer: Off-Peak |  | 70 | Cooling | 0 | 1.2084 | 0.93761 | 0 | 4.3818 | 0 | 4.3586 | 0 | 0.040605 | 0.87787 | 1.0096 | 0.035989 | 0.035989
2018-07-29 | 7 | 7 | Summer: Off-Peak |  | 72 | Cooling | 0 | 1.1637 | 0.93761 | 0 | #N/A | 0 | #N/A | 0 | 0.046446 | 0.97331 | 1.0096 | 0.045641 | 0.045641
2018-07-29 | 7 | 8 | Summer: Off-Peak |  | 72 | Cooling | 0 | 1.0942 | 0.93761 | 0 | #N/A | 0 | #N/A | 0 | 0.046446 | 0.9494 | 1.0096 | 0.04452 | 0.04452
2018-07-29 | 7 | 9 | Summer: Off-Peak |  | 73 | Cooling | 0 | 1.0343 | 0.93761 | 0 | #N/A | 0 | #N/A | 0 | 0.050301 | 0.84085 | 1.0096 | 0.042702 | 0.042702
2018-07-29 | 7 | 10 | Summer: Off-Peak |  | 75 | Cooling | 0 | 0.98112 | 0.93761 | 0 | #N/A | 0 | #N/A | 0 | 0.059881 | 0.74504 | 1.0096 | 0.045043 | 0.045043
2018-07-29 | 7 | 11 | Summer: Off-Peak |  | 75 | Cooling | 0 | 0.94956 | 0.93761 | 0 | #N/A | 0 | #N/A | 0 | 0.059881 | 0.72851 | 1.0096 | 0.044043 | 0.044043
2018-07-29 | 7 | 12 | Summer: Off-Peak |  | 77 | Cooling | 0 | 0.91648 | 0.93761 | 0 | #N/A | 0 | #N/A | 0 | 0.071953 | 0.75911 | 1.0096 | 0.055146 | 0.055146
2018-07-29 | 7 | 13 | Summer: Off-Peak |  | 77 | Cooling | 0 | 0.9004 | 0.93761 | 0 | #N/A | 0 | #N/A | 0 | 0.071953 | 0.79116 | 1.0096 | 0.057474 | 0.057474
2018-07-29 | 7 | 14 | Summer: Off-Peak |  | 77 | Cooling | 0 | 0.86033 | 0.93761 | 0 | #N/A | 0 | #N/A | 0 | 0.071953 | 0.84356 | 1.0096 | 0.06128 | 0.06128
2018-07-29 | 7 | 15 | Summer: Off-Peak |  | 75 | Cooling | 0 | 0.85755 | 0.93761 | 0 | #N/A | 0 | #N/A | 0 | 0.059881 | 0.96593 | 1.0096 | 0.058397 | 0.058397
2018-07-29 | 7 | 16 | Summer: Off-Peak |  | 75 | Cooling | 0 | 0.88345 | 0.93761 | 0 | #N/A | 0 | #N/A | 0 | 0.059881 | 1.1649 | 1.0096 | 0.070428 | 0.070428
2018-07-29 | 7 | 17 | Summer: Off-Peak |  | 72 | Cooling | 0 | 0.94026 | 0.93761 | 0 | #N/A | 0 | #N/A | 0 | 0.046446 | 1.3522 | 1.0096 | 0.063406 | 0.063406
2018-07-29 | 7 | 18 | Summer: Off-Peak |  | 70 | Cooling | 0 | 0.98182 | 0.93761 | 0 | 4.3818 | 0 | 4.3586 | 0 | 0.040605 | 1.5599 | 1.0096 | 0.063948 | 0.063948
2018-07-29 | 7 | 19 | Summer: Off-Peak |  | 66 | Cooling | 0 | 0.98419 | 0.93761 | 0 | 4.3818 | 0 | 4.3586 | 0 | 0.0364 | 1.6764 | 1.0096 | 0.061609 | 0.061609
2018-07-29 | 7 | 20 | Summer: Off-Peak |  | 63 | Cooling | 0 | 0.97072 | 0.93761 | 0 | 4.3818 | 0 | 4.3586 | 0 | 0.039789 | 1.5244 | 1.0096 | 0.061237 | 0.061237
2018-07-29 | 7 | 21 | Summer: Off-Peak |  | 61 | Cooling | 0 | 0.95751 | 0.93761 | 0 | 4.3818 | 0 | 4.3586 | 0 | 0.045165 | 1.4449 | 1.0096 | 0.065884 | 0.065884
2018-07-29 | 7 | 22 | Summer: Off-Peak |  | 61 | Cooling | 0 | 0.94265 | 0.93761 | 0 | 4.3818 | 0 | 4.3586 | 0 | 0.045165 | 1.2427 | 1.0096 | 0.056667 | 0.056667
2018-07-29 | 7 | 23 | Summer: Off-Peak |  | 57 | Cooling | 0 | 0.94451 | 0.93761 | 0 | 4.2531 | 0 | 4.112 | 0 | 0.025 | 1.0298 | 1.0096 | 0.025991 | 0.025991
2018-07-30 | 1 | 0 | Summer: Off-Peak |  | 55 | Cooling | 0 | 0.97482 | 1.0177 | 0 | 4.1851 | 0 | 3.9877 | 0 | 0.025 | 0.90669 | 0.9441 | 0.0214 | 0.0214
2018-07-30 | 1 | 1 | Summer: Off-Peak |  | 54 | Cooling | 0 | 1.0122 | 1.0177 | 0 | 4.156 | 0 | 3.9259 | 0 | 0.025 | 0.81803 | 0.9441 | 0.019308 | 0.019308
2018-07-30 | 1 | 2 | Summer: Off-Peak |  | 54 | Cooling | 0 | 1.051 | 1.0177 | 0 | 4.156 | 0 | 3.9259 | 0 | 0.025 | 0.74508 | 0.9441 | 0.017586 | 0.017586
2018-07-30 | 1 | 3 | Summer: Off-Peak |  | 54 | Cooling | 0 | 1.0924 | 1.0177 | 0 | 4.156 | 0 | 3.9259 | 0 | 0.025 | 0.69159 | 0.9441 | 0.016323 | 0.016323
2018-07-30 | 1 | 4 | Summer: Off-Peak |  | 52 | Cooling | 0 | 1.1348 | 1.0177 | 0 | 4.0951 | 0 | 3.8021 | 0 | 0.025 | 0.64739 | 0.9441 | 0.01528 | 0.01528
2018-07-30 | 1 | 5 | Summer: Off-Peak |  | 52 | Cooling | 0 | 1.1636 | 1.0177 | 0 | 4.0951 | 0 | 3.8021 | 0 | 0.025 | 0.7214 | 0.9441 | 0.017027 | 0.017027
2018-07-30 | 1 | 6 | Summer: Off-Peak |  | 54 | Cooling | 0 | 1.2084 | 1.0177 | 0 | 4.156 | 0 | 3.9259 | 0 | 0.025 | 0.87787 | 0.9441 | 0.02072 | 0.02072
2018-07-30 | 1 | 7 | Summer: On-Peak |  | 57 | Cooling | 0 | 1.1637 | 1.0177 | 0 | 4.2531 | 0 | 4.112 | 0 | 0.025 | 0.97331 | 0.9441 | 0.022973 | 0.022973
2018-07-30 | 1 | 8 | Summer: On-Peak |  | 63 | Cooling | 0 | 1.0942 | 1.0177 | 0 | 4.3818 | 0 | 4.3586 | 0 | 0.039789 | 0.9494 | 0.9441 | 0.035664 | 0.035664
2018-07-30 | 1 | 9 | Summer: On-Peak |  | 64 | Cooling | 0 | 1.0343 | 1.0177 | 0 | 4.3818 | 0 | 4.3586 | 0 | 0.038036 | 0.84085 | 0.9441 | 0.030195 | 0.030195
2018-07-30 | 1 | 10 | Summer: On-Peak |  | 66 | Cooling | 0 | 0.98112 | 1.0177 | 0 | 4.3818 | 0 | 4.3586 | 0 | 0.0364 | 0.74504 | 0.9441 | 0.025603 | 0.025603
2018-07-30 | 1 | 11 | Summer: On-Peak |  | 66 | Cooling | 0 | 0.94956 | 1.0177 | 0 | 4.3818 | 0 | 4.3586 | 0 | 0.0364 | 0.72851 | 0.9441 | 0.025035 | 0.025035
2018-07-30 | 1 | 12 | Summer: On-Peak |  | 70 | Cooling | 0 | 0.91648 | 1.0177 | 0 | 4.3818 | 0 | 4.3586 | 0 | 0.040605 | 0.75911 | 0.9441 | 0.0291 | 0.0291
2018-07-30 | 1 | 13 | Summer: On-Peak | Summer | 70 | Cooling | 0 | 0.9004 | 1.0177 | 0 | 4.3818 | 0 | 4.3586 | 0 | 0.040605 | 0.79116 | 0.9441 | 0.030329 | 0.030329
2018-07-30 | 1 | 14 | Summer: On-Peak | Summer | 70 | Cooling | 0 | 0.86033 | 1.0177 | 0 | 4.3818 | 0 | 4.3586 | 0 | 0.040605 | 0.84356 | 0.9441 | 0.032337 | 0.032337
2018-07-30 | 1 | 15 | Summer: On-Peak | Summer | 70 | Cooling | 0 | 0.85755 | 1.0177 | 0 | 4.3818 | 0 | 4.3586 | 0 | 0.040605 | 0.96593 | 0.9441 | 0.037029 | 0.037029
2018-07-30 | 1 | 16 | Summer: On-Peak | Summer | 72 | Cooling | 0 | 0.88345 | 1.0177 | 0 | #N/A | 0 | #N/A | 0 | 0.046446 | 1.1649 | 0.9441 | 0.051082 | 0.051082
2018-07-30 | 1 | 17 | Summer: On-Peak |  | 70 | Cooling | 0 | 0.94026 | 1.0177 | 0 | 4.3818 | 0 | 4.3586 | 0 | 0.040605 | 1.3522 | 0.9441 | 0.051834 | 0.051834
2018-07-30 | 1 | 18 | Summer: On-Peak |  | 66 | Cooling | 0 | 0.98182 | 1.0177 | 0 | 4.3818 | 0 | 4.3586 | 0 | 0.0364 | 1.5599 | 0.9441 | 0.053606 | 0.053606
2018-07-30 | 1 | 19 | Summer: On-Peak |  | 63 | Cooling | 0 | 0.98419 | 1.0177 | 0 | 4.3818 | 0 | 4.3586 | 0 | 0.039789 | 1.6764 | 0.9441 | 0.062975 | 0.062975
2018-07-30 | 1 | 20 | Summer: On-Peak |  | 61 | Cooling | 0 | 0.97072 | 1.0177 | 0 | 4.3818 | 0 | 4.3586 | 0 | 0.045165 | 1.5244 | 0.9441 | 0.064999 | 0.064999
2018-07-30 | 1 | 21 | Summer: On-Peak |  | 55 | Cooling | 0 | 0.95751 | 1.0177 | 0 | 4.1851 | 0 | 3.9877 | 0 | 0.025 | 1.4449 | 0.9441 | 0.034102 | 0.034102
2018-07-30 | 1 | 22 | Summer: On-Peak |  | 54 | Cooling | 0 | 0.94265 | 1.0177 | 0 | 4.156 | 0 | 3.9259 | 0 | 0.025 | 1.2427 | 0.9441 | 0.029331 | 0.029331
2018-07-30 | 1 | 23 | Summer: Off-Peak |  | 52 | Cooling | 0 | 0.94451 | 1.0177 | 0 | 4.0951 | 0 | 3.8021 | 0 | 0.025 | 1.0298 | 0.9441 | 0.024305 | 0.024305
2018-07-31 | 2 | 0 | Summer: Off-Peak |  | 52 | Neither | 0 | 0.97482 | 1.02 | 0 | 4.0951 | 0 | 3.8021 | 0 | 0 | 0.90669 | 0.83669 | 0 | 0
2018-07-31 | 2 | 1 | Summer: Off-Peak |  | 48 | Neither | 0 | 1.0122 | 1.02 | 0 | 3.9631 | 0 | 3.5525 | 0 | 0 | 0.81803 | 0.83669 | 0 | 0
2018-07-31 | 2 | 2 | Summer: Off-Peak |  | 48 | Neither | 0 | 1.051 | 1.02 | 0 | 3.9631 | 0 | 3.5525 | 0 | 0 | 0.74508 | 0.83669 | 0 | 0
2018-07-31 | 2 | 3 | Summer: Off-Peak |  | 46 | Neither | 0 | 1.0924 | 1.02 | 0 | 3.8708 | 0 | 3.4229 | 0 | 0 | 0.69159 | 0.83669 | 0 | 0
2018-07-31 | 2 | 4 | Summer: Off-Peak |  | 46 | Neither | 0 | 1.1348 | 1.02 | 0 | 3.8708 | 0 | 3.4229 | 0 | 0 | 0.64739 | 0.83669 | 0 | 0
2018-07-31 | 2 | 5 | Summer: Off-Peak |  | 45 | Neither | 0 | 1.1636 | 1.02 | 0 | 3.8226 | 0 | 3.3575 | 0 | 0 | 0.7214 | 0.83669 | 0 | 0
2018-07-31 | 2 | 6 | Summer: Off-Peak |  | 48 | Neither | 0 | 1.2084 | 1.02 | 0 | 3.9631 | 0 | 3.5525 | 0 | 0 | 0.87787 | 0.83669 | 0 | 0
2018-07-31 | 2 | 7 | Summer: On-Peak |  | 52 | Neither | 0 | 1.1637 | 1.02 | 0 | 4.0951 | 0 | 3.8021 | 0 | 0 | 0.97331 | 0.83669 | 0 | 0
2018-07-31 | 2 | 8 | Summer: On-Peak |  | 57 | Neither | 0 | 1.0942 | 1.02 | 0 | 4.2531 | 0 | 4.112 | 0 | 0 | 0.9494 | 0.83669 | 0 | 0
2018-07-31 | 2 | 9 | Summer: On-Peak |  | 63 | Neither | 0 | 1.0343 | 1.02 | 0 | 4.3818 | 0 | 4.3586 | 0 | 0 | 0.84085 | 0.83669 | 0 | 0
2018-07-31 | 2 | 10 | Summer: On-Peak |  | 64 | Neither | 0 | 0.98112 | 1.02 | 0 | 4.3818 | 0 | 4.3586 | 0 | 0 | 0.74504 | 0.83669 | 0 | 0
2018-07-31 | 2 | 11 | Summer: On-Peak |  | 66 | Neither | 0 | 0.94956 | 1.02 | 0 | 4.3818 | 0 | 4.3586 | 0 | 0 | 0.72851 | 0.83669 | 0 | 0
2018-07-31 | 2 | 12 | Summer: On-Peak |  | 68 | Neither | 0 | 0.91648 | 1.02 | 0 | 4.3818 | 0 | 4.3586 | 0 | 0 | 0.75911 | 0.83669 | 0 | 0
2018-07-31 | 2 | 13 | Summer: On-Peak | Summer | 70 | Neither | 0 | 0.9004 | 1.02 | 0 | 4.3818 | 0 | 4.3586 | 0 | 0 | 0.79116 | 0.83669 | 0 | 0
2018-07-31 | 2 | 14 | Summer: On-Peak | Summer | 70 | Neither | 0 | 0.86033 | 1.02 | 0 | 4.3818 | 0 | 4.3586 | 0 | 0 | 0.84356 | 0.83669 | 0 | 0
2018-07-31 | 2 | 15 | Summer: On-Peak | Summer | 72 | Neither | 0 | 0.85755 | 1.02 | 0 | #N/A | 0 | #N/A | 0 | 0 | 0.96593 | 0.83669 | 0 | 0
2018-07-31 | 2 | 16 | Summer: On-Peak | Summer | 72 | Neither | 0 | 0.88345 | 1.02 | 0 | #N/A | 0 | #N/A | 0 | 0 | 1.1649 | 0.83669 | 0 | 0
2018-07-31 | 2 | 17 | Summer: On-Peak |  | 72 | Neither | 0 | 0.94026 | 1.02 | 0 | #N/A | 0 | #N/A | 0 | 0 | 1.3522 | 0.83669 | 0 | 0
2018-07-31 | 2 | 18 | Summer: On-Peak |  | 70 | Neither | 0 | 0.98182 | 1.02 | 0 | 4.3818 | 0 | 4.3586 | 0 | 0 | 1.5599 | 0.83669 | 0 | 0
2018-07-31 | 2 | 19 | Summer: On-Peak |  | 66 | Neither | 0 | 0.98419 | 1.02 | 0 | 4.3818 | 0 | 4.3586 | 0 | 0 | 1.6764 | 0.83669 | 0 | 0
2018-07-31 | 2 | 20 | Summer: On-Peak |  | 61 | Neither | 0 | 0.97072 | 1.02 | 0 | 4.3818 | 0 | 4.3586 | 0 | 0 | 1.5244 | 0.83669 | 0 | 0
2018-07-31 | 2 | 21 | Summer: On-Peak |  | 59 | Neither | 0 | 0.95751 | 1.02 | 0 | 4.3182 | 0 | 4.2356 | 0 | 0 | 1.4449 | 0.83669 | 0 | 0
2018-07-31 | 2 | 22 | Summer: On-Peak |  | 57 | Neither | 0 | 0.94265 | 1.02 | 0 | 4.2531 | 0 | 4.112 | 0 | 0 | 1.2427 | 0.83669 | 0 | 0
2018-07-31 | 2 | 23 | Summer: Off-Peak |  | 57 | Neither | 0 | 0.94451 | 1.02 | 0 | 4.2531 | 0 | 4.112 | 0 | 0 | 1.0298 | 0.83669 | 0 | 0
2018-08-01 | 3 | 0 | Summer: Off-Peak |  | 57 | Cooling | 0 | 0.97482 | 1.0263 | 0 | 4.2531 | 0 | 4.112 | 0 | 0.025 | 0.90669 | 0.94211 | 0.021355 | 0.021355
2018-08-01 | 3 | 1 | Summer: Off-Peak |  | 54 | Cooling | 0 | 1.0122 | 1.0263 | 0 | 4.156 | 0 | 3.9259 | 0 | 0.025 | 0.81803 | 0.94211 | 0.019267 | 0.019267
2018-08-01 | 3 | 2 | Summer: Off-Peak |  | 54 | Cooling | 0 | 1.051 | 1.0263 | 0 | 4.156 | 0 | 3.9259 | 0 | 0.025 | 0.74508 | 0.94211 | 0.017549 | 0.017549
2018-08-01 | 3 | 3 | Summer: Off-Peak |  | 54 | Cooling | 0 | 1.0924 | 1.0263 | 0 | 4.156 | 0 | 3.9259 | 0 | 0.025 | 0.69159 | 0.94211 | 0.016289 | 0.016289
2018-08-01 | 3 | 4 | Summer: Off-Peak |  | 54 | Cooling | 0 | 1.1348 | 1.0263 | 0 | 4.156 | 0 | 3.9259 | 0 | 0.025 | 0.64739 | 0.94211 | 0.015248 | 0.015248
2018-08-01 | 3 | 5 | Summer: Off-Peak |  | 54 | Cooling | 0 | 1.1636 | 1.0263 | 0 | 4.156 | 0 | 3.9259 | 0 | 0.025 | 0.7214 | 0.94211 | 0.016991 | 0.016991
2018-08-01 | 3 | 6 | Summer: Off-Peak |  | 55 | Cooling | 0 | 1.2084 | 1.0263 | 0 | 4.1851 | 0 | 3.9877 | 0 | 0.025 | 0.87787 | 0.94211 | 0.020676 | 0.020676
2018-08-01 | 3 | 7 | Summer: On-Peak |  | 59 | Cooling | 0 | 1.1637 | 1.0263 | 0 | 4.3182 | 0 | 4.2356 | 0 | 0.025 | 0.97331 | 0.94211 | 0.022924 | 0.022924
2018-08-01 | 3 | 8 | Summer: On-Peak |  | 63 | Cooling | 0 | 1.0942 | 1.0263 | 0 | 4.3818 | 0 | 4.3586 | 0 | 0.039789 | 0.9494 | 0.94211 | 0.035589 | 0.035589
2018-08-01 | 3 | 9 | Summer: On-Peak |  | 70 | Cooling | 0 | 1.0343 | 1.0263 | 0 | 4.3818 | 0 | 4.3586 | 0 | 0.040605 | 0.84085 | 0.94211 | 0.032166 | 0.032166
2018-08-01 | 3 | 10 | Summer: On-Peak |  | 73 | Cooling | 0 | 0.98112 | 1.0263 | 0 | #N/A | 0 | #N/A | 0 | 0.050301 | 0.74504 | 0.94211 | 0.035307 | 0.035307
2018-08-01 | 3 | 11 | Summer: On-Peak |  | 75 | Cooling | 0 | 0.94956 | 1.0263 | 0 | #N/A | 0 | #N/A | 0 | 0.059881 | 0.72851 | 0.94211 | 0.041098 | 0.041098
2018-08-01 | 3 | 12 | Summer: On-Peak |  | 75 | Cooling | 0 | 0.91648 | 1.0263 | 0 | #N/A | 0 | #N/A | 0 | 0.059881 | 0.75911 | 0.94211 | 0.042824 | 0.042824
2018-08-01 | 3 | 13 | Summer: On-Peak | Summer | 77 | Cooling | 0 | 0.9004 | 1.0263 | 0 | #N/A | 0 | #N/A | 0 | 0.071953 | 0.79116 | 0.94211 | 0.053631 | 0.053631
2018-08-01 | 3 | 14 | Summer: On-Peak | Summer | 79 | Cooling | 0 | 0.86033 | 1.0263 | 0 | #N/A | 0 | #N/A | 0 | 0.086518 | 0.84356 | 0.94211 | 0.068757 | 0.068757
2018-08-01 | 3 | 15 | Summer: On-Peak | Summer | 79 | Cooling | 0 | 0.85755 | 1.0263 | 0 | #N/A | 0 | #N/A | 0 | 0.086518 | 0.96593 | 0.94211 | 0.078732 | 0.078732
2018-08-01 | 3 | 16 | Summer: On-Peak | Summer | 79 | Cooling | 0 | 0.88345 | 1.0263 | 0 | #N/A | 0 | #N/A | 0 | 0.086518 | 1.1649 | 0.94211 | 0.094953 | 0.094953
2018-08-01 | 3 | 17 | Summer: On-Peak |  | 79 | Cooling | 0 | 0.94026 | 1.0263 | 0 | #N/A | 0 | #N/A | 0 | 0.086518 | 1.3522 | 0.94211 | 0.11021 | 0.11021
2018-08-01 | 3 | 18 | Summer: On-Peak |  | 75 | Cooling | 0 | 0.98182 | 1.0263 | 0 | #N/A | 0 | #N/A | 0 | 0.059881 | 1.5599 | 0.94211 | 0.088 | 0.088
2018-08-01 | 3 | 19 | Summer: On-Peak |  | 72 | Cooling | 0 | 0.98419 | 1.0263 | 0 | #N/A | 0 | #N/A | 0 | 0.046446 | 1.6764 | 0.94211 | 0.073355 | 0.073355
2018-08-01 | 3 | 20 | Summer: On-Peak |  | 72 | Cooling | 0 | 0.97072 | 1.0263 | 0 | #N/A | 0 | #N/A | 0 | 0.046446 | 1.5244 | 0.94211 | 0.066702 | 0.066702
2018-08-01 | 3 | 21 | Summer: On-Peak |  | 70 | Cooling | 0 | 0.95751 | 1.0263 | 0 | 4.3818 | 0 | 4.3586 | 0 | 0.040605 | 1.4449 | 0.94211 | 0.055272 | 0.055272
2018-08-01 | 3 | 22 | Summer: On-Peak |  | 68 | Cooling | 0 | 0.94265 | 1.0263 | 0 | 4.3818 | 0 | 4.3586 | 0 | 0.037256 | 1.2427 | 0.94211 | 0.043618 | 0.043618
2018-08-01 | 3 | 23 | Summer: Off-Peak |  | 66 | Cooling | 0 | 0.94451 | 1.0263 | 0 | 4.3818 | 0 | 4.3586 | 0 | 0.0364 | 1.0298 | 0.94211 | 0.035313 | 0.035313
2018-08-02 | 4 | 0 | Summer: Off-Peak |  | 66 | Cooling | 0 | 0.97482 | 1.002 | 0 | 4.3818 | 0 | 4.3586 | 0 | 0.0364 | 0.90669 | 1.0706 | 0.035332 | 0.035332
2018-08-02 | 4 | 1 | Summer: Off-Peak |  | 64 | Cooling | 0 | 1.0122 | 1.002 | 0 | 4.3818 | 0 | 4.3586 | 0 | 0.038036 | 0.81803 | 1.0706 | 0.033311 | 0.033311
2018-08-02 | 4 | 2 | Summer: Off-Peak |  | 64 | Cooling | 0 | 1.051 | 1.002 | 0 | 4.3818 | 0 | 4.3586 | 0 | 0.038036 | 0.74508 | 1.0706 | 0.03034 | 0.03034
2018-08-02 | 4 | 3 | Summer: Off-Peak |  | 63 | Cooling | 0 | 1.0924 | 1.002 | 0 | 4.3818 | 0 | 4.3586 | 0 | 0.039789 | 0.69159 | 1.0706 | 0.02946 | 0.02946
2018-08-02 | 4 | 4 | Summer: Off-Peak |  | 63 | Cooling | 0 | 1.1348 | 1.002 | 0 | 4.3818 | 0 | 4.3586 | 0 | 0.039789 | 0.64739 | 1.0706 | 0.027577 | 0.027577
2018-08-02 | 4 | 5 | Summer: Off-Peak |  | 63 | Cooling | 0 | 1.1636 | 1.002 | 0 | 4.3818 | 0 | 4.3586 | 0 | 0.039789 | 0.7214 | 1.0706 | 0.030729 | 0.030729
2018-08-02 | 4 | 6 | Summer: Off-Peak |  | 64 | Cooling | 0 | 1.2084 | 1.002 | 0 | 4.3818 | 0 | 4.3586 | 0 | 0.038036 | 0.87787 | 1.0706 | 0.035747 | 0.035747
2018-08-02 | 4 | 7 | Summer: On-Peak |  | 66 | Cooling | 0 | 1.1637 | 1.002 | 0 | 4.3818 | 0 | 4.3586 | 0 | 0.0364 | 0.97331 | 1.0706 | 0.037929 | 0.037929
2018-08-02 | 4 | 8 | Summer: On-Peak |  | 68 | Cooling | 0 | 1.0942 | 1.002 | 0 | 4.3818 | 0 | 4.3586 | 0 | 0.037256 | 0.9494 | 1.0706 | 0.037867 | 0.037867
2018-08-02 | 4 | 9 | Summer: On-Peak |  | 70 | Cooling | 0 | 1.0343 | 1.002 | 0 | 4.3818 | 0 | 4.3586 | 0 | 0.040605 | 0.84085 | 1.0706 | 0.036552 | 0.036552
2018-08-02 | 4 | 10 | Summer: On-Peak |  | 73 | Cooling | 0 | 0.98112 | 1.002 | 0 | #N/A | 0 | #N/A | 0 | 0.050301 | 0.74504 | 1.0706 | 0.040121 | 0.040121
2018-08-02 | 4 | 11 | Summer: On-Peak |  | 75 | Cooling | 0 | 0.94956 | 1.002 | 0 | #N/A | 0 | #N/A | 0 | 0.059881 | 0.72851 | 1.0706 | 0.046702 | 0.046702
2018-08-02 | 4 | 12 | Summer: On-Peak |  | 79 | Cooling | 0 | 0.91648 | 1.002 | 0 | #N/A | 0 | #N/A | 0 | 0.086518 | 0.75911 | 1.0706 | 0.070311 | 0.070311
2018-08-02 | 4 | 13 | Summer: On-Peak | Summer | 79 | Cooling | 0 | 0.9004 | 1.002 | 0 | #N/A | 0 | #N/A | 0 | 0.086518 | 0.79116 | 1.0706 | 0.07328 | 0.07328
2018-08-02 | 4 | 14 | Summer: On-Peak | Summer | 81 | Cooling | 0 | 0.86033 | 1.002 | 0 | #N/A | 0 | #N/A | 0 | 0.10358 | 0.84356 | 1.0706 | 0.093537 | 0.093537
2018-08-02 | 4 | 15 | Summer: On-Peak | Summer | 81 | Cooling | 0 | 0.85755 | 1.002 | 0 | #N/A | 0 | #N/A | 0 | 0.10358 | 0.96593 | 1.0706 | 0.10711 | 0.10711
2018-08-02 | 4 | 16 | Summer: On-Peak | Summer | 79 | Cooling | 0 | 0.88345 | 1.002 | 0 | #N/A | 0 | #N/A | 0 | 0.086518 | 1.1649 | 1.0706 | 0.1079 | 0.1079
2018-08-02 | 4 | 17 | Summer: On-Peak |  | 79 | Cooling | 0 | 0.94026 | 1.002 | 0 | #N/A | 0 | #N/A | 0 | 0.086518 | 1.3522 | 1.0706 | 0.12524 | 0.12524
2018-08-02 | 4 | 18 | Summer: On-Peak |  | 75 | Cooling | 0 | 0.98182 | 1.002 | 0 | #N/A | 0 | #N/A | 0 | 0.059881 | 1.5599 | 1.0706 | 0.099999 | 0.099999
2018-08-02 | 4 | 19 | Summer: On-Peak |  | 73 | Cooling | 0 | 0.98419 | 1.002 | 0 | #N/A | 0 | #N/A | 0 | 0.050301 | 1.6764 | 1.0706 | 0.090276 | 0.090276
2018-08-02 | 4 | 20 | Summer: On-Peak |  | 72 | Cooling | 0 | 0.97072 | 1.002 | 0 | #N/A | 0 | #N/A | 0 | 0.046446 | 1.5244 | 1.0706 | 0.075797 | 0.075797
2018-08-02 | 4 | 21 | Summer: On-Peak |  | 72 | Cooling | 0 | 0.95751 | 1.002 | 0 | #N/A | 0 | #N/A | 0 | 0.046446 | 1.4449 | 1.0706 | 0.071843 | 0.071843
2018-08-02 | 4 | 22 | Summer: On-Peak |  | 70 | Cooling | 0 | 0.94265 | 1.002 | 0 | 4.3818 | 0 | 4.3586 | 0 | 0.040605 | 1.2427 | 1.0706 | 0.054021 | 0.054021
2018-08-02 | 4 | 23 | Summer: Off-Peak |  | 70 | Cooling | 0 | 0.94451 | 1.002 | 0 | 4.3818 | 0 | 4.3586 | 0 | 0.040605 | 1.0298 | 1.0706 | 0.044763 | 0.044763
2018-08-03 | 5 | 0 | Summer: Off-Peak |  | 68 | Cooling | 0 | 0.97482 | 1.0078 | 0 | 4.3818 | 0 | 4.3586 | 0 | 0.037256 | 0.90669 | 1.1856 | 0.04005 | 0.04005
2018-08-03 | 5 | 1 | Summer: Off-Peak |  | 68 | Cooling | 0 | 1.0122 | 1.0078 | 0 | 4.3818 | 0 | 4.3586 | 0 | 0.037256 | 0.81803 | 1.1856 | 0.036134 | 0.036134
2018-08-03 | 5 | 2 | Summer: Off-Peak |  | 68 | Cooling | 0 | 1.051 | 1.0078 | 0 | 4.3818 | 0 | 4.3586 | 0 | 0.037256 | 0.74508 | 1.1856 | 0.032911 | 0.032911
2018-08-03 | 5 | 3 | Summer: Off-Peak |  | 70 | Cooling | 0 | 1.0924 | 1.0078 | 0 | 4.3818 | 0 | 4.3586 | 0 | 0.040605 | 0.69159 | 1.1856 | 0.033294 | 0.033294
2018-08-03 | 5 | 4 | Summer: Off-Peak |  | 70 | Cooling | 0 | 1.1348 | 1.0078 | 0 | 4.3818 | 0 | 4.3586 | 0 | 0.040605 | 0.64739 | 1.1856 | 0.031166 | 0.031166
2018-08-03 | 5 | 5 | Summer: Off-Peak |  | 70 | Cooling | 0 | 1.1636 | 1.0078 | 0 | 4.3818 | 0 | 4.3586 | 0 | 0.040605 | 0.7214 | 1.1856 | 0.034729 | 0.034729
2018-08-03 | 5 | 6 | Summer: Off-Peak |  | 70 | Cooling | 0 | 1.2084 | 1.0078 | 0 | 4.3818 | 0 | 4.3586 | 0 | 0.040605 | 0.87787 | 1.1856 | 0.042262 | 0.042262
2018-08-03 | 5 | 7 | Summer: On-Peak |  | 72 | Cooling | 0 | 1.1637 | 1.0078 | 0 | #N/A | 0 | #N/A | 0 | 0.046446 | 0.97331 | 1.1856 | 0.053598 | 0.053598
2018-08-03 | 5 | 8 | Summer: On-Peak |  | 72 | Cooling | 0 | 1.0942 | 1.0078 | 0 | #N/A | 0 | #N/A | 0 | 0.046446 | 0.9494 | 1.1856 | 0.052281 | 0.052281
2018-08-03 | 5 | 9 | Summer: On-Peak |  | 72 | Cooling | 0 | 1.0343 | 1.0078 | 0 | #N/A | 0 | #N/A | 0 | 0.046446 | 0.84085 | 1.1856 | 0.046303 | 0.046303
2018-08-03 | 5 | 10 | Summer: On-Peak |  | 66 | Cooling | 0 | 0.98112 | 1.0078 | 0 | 4.3818 | 0 | 4.3586 | 0 | 0.0364 | 0.74504 | 1.1856 | 0.032154 | 0.032154
2018-08-03 | 5 | 11 | Summer: On-Peak |  | 70 | Cooling | 0 | 0.94956 | 1.0078 | 0 | 4.3818 | 0 | 4.3586 | 0 | 0.040605 | 0.72851 | 1.1856 | 0.035072 | 0.035072
2018-08-03 | 5 | 12 | Summer: On-Peak |  | 73 | Cooling | 0 | 0.91648 | 1.0078 | 0 | #N/A | 0 | #N/A | 0 | 0.050301 | 0.75911 | 1.1856 | 0.045272 | 0.045272
2018-08-03 | 5 | 13 | Summer: On-Peak | Summer | 75 | Cooling | 0 | 0.9004 | 1.0078 | 0 | #N/A | 0 | #N/A | 0 | 0.059881 | 0.79116 | 1.1856 | 0.056169 | 0.056169
2018-08-03 | 5 | 14 | Summer: On-Peak | Summer | 79 | Cooling | 0 | 0.86033 | 1.0078 | 0 | #N/A | 0 | #N/A | 0 | 0.086518 | 0.84356 | 1.1856 | 0.08653 | 0.08653
2018-08-03 | 5 | 15 | Summer: On-Peak | Summer | 79 | Cooling | 0 | 0.85755 | 1.0078 | 0 | #N/A | 0 | #N/A | 0 | 0.086518 | 0.96593 | 1.1856 | 0.099083 | 0.099083
2018-08-03 | 5 | 16 | Summer: On-Peak | Summer | 81 | Cooling | 0 | 0.88345 | 1.0078 | 0 | #N/A | 0 | #N/A | 0 | 0.10358 | 1.1649 | 1.1856 | 0.14306 | 0.14306
2018-08-03 | 5 | 17 | Summer: On-Peak |  | 81 | Cooling | 0 | 0.94026 | 1.0078 | 0 | #N/A | 0 | #N/A | 0 | 0.10358 | 1.3522 | 1.1856 | 0.16605 | 0.16605
2018-08-03 | 5 | 18 | Summer: On-Peak |  | 77 | Cooling | 0 | 0.98182 | 1.0078 | 0 | #N/A | 0 | #N/A | 0 | 0.071953 | 1.5599 | 1.1856 | 0.13307 | 0.13307
2018-08-03 | 5 | 19 | Summer: On-Peak |  | 75 | Cooling | 0 | 0.98419 | 1.0078 | 0 | #N/A | 0 | #N/A | 0 | 0.059881 | 1.6764 | 1.1856 | 0.11902 | 0.11902
2018-08-03 | 5 | 20 | Summer: On-Peak |  | 73 | Cooling | 0 | 0.97072 | 1.0078 | 0 | #N/A | 0 | #N/A | 0 | 0.050301 | 1.5244 | 1.1856 | 0.09091 | 0.09091
2018-08-03 | 5 | 21 | Summer: On-Peak |  | 75 | Cooling | 0 | 0.95751 | 1.0078 | 0 | #N/A | 0 | #N/A | 0 | 0.059881 | 1.4449 | 1.1856 | 0.10258 | 0.10258
2018-08-03 | 5 | 22 | Summer: On-Peak |  | 75 | Cooling | 0 | 0.94265 | 1.0078 | 0 | #N/A | 0 | #N/A | 0 | 0.059881 | 1.2427 | 1.1856 | 0.088228 | 0.088228
2018-08-03 | 5 | 23 | Summer: Off-Peak |  | 73 | Cooling | 0 | 0.94451 | 1.0078 | 0 | #N/A | 0 | #N/A | 0 | 0.050301 | 1.0298 | 1.1856 | 0.061412 | 0.061412
2018-08-04 | 6 | 0 | Summer: Off-Peak |  | 70 | Cooling | 0 | 0.97482 | 0.98855 | 0 | 4.3818 | 0 | 4.3586 | 0 | 0.040605 | 0.90669 | 1.0113 | 0.037231 | 0.037231
2018-08-04 | 6 | 1 | Summer: Off-Peak |  | 70 | Cooling | 0 | 1.0122 | 0.98855 | 0 | 4.3818 | 0 | 4.3586 | 0 | 0.040605 | 0.81803 | 1.0113 | 0.033591 | 0.033591
2018-08-04 | 6 | 2 | Summer: Off-Peak |  | 72 | Cooling | 0 | 1.051 | 0.98855 | 0 | #N/A | 0 | #N/A | 0 | 0.046446 | 0.74508 | 1.0113 | 0.034996 | 0.034996
2018-08-04 | 6 | 3 | Summer: Off-Peak |  | 72 | Cooling | 0 | 1.0924 | 0.98855 | 0 | #N/A | 0 | #N/A | 0 | 0.046446 | 0.69159 | 1.0113 | 0.032484 | 0.032484
2018-08-04 | 6 | 4 | Summer: Off-Peak |  | 72 | Cooling | 0 | 1.1348 | 0.98855 | 0 | #N/A | 0 | #N/A | 0 | 0.046446 | 0.64739 | 1.0113 | 0.030408 | 0.030408
2018-08-04 | 6 | 5 | Summer: Off-Peak |  | 70 | Cooling | 0 | 1.1636 | 0.98855 | 0 | 4.3818 | 0 | 4.3586 | 0 | 0.040605 | 0.7214 | 1.0113 | 0.029623 | 0.029623
2018-08-04 | 6 | 6 | Summer: Off-Peak |  | 72 | Cooling | 0 | 1.2084 | 0.98855 | 0 | #N/A | 0 | #N/A | 0 | 0.046446 | 0.87787 | 1.0113 | 0.041234 | 0.041234
2018-08-04 | 6 | 7 | Summer: Off-Peak |  | 72 | Cooling | 0 | 1.1637 | 0.98855 | 0 | #N/A | 0 | #N/A | 0 | 0.046446 | 0.97331 | 1.0113 | 0.045716 | 0.045716
2018-08-04 | 6 | 8 | Summer: Off-Peak |  | 73 | Cooling | 0 | 1.0942 | 0.98855 | 0 | #N/A | 0 | #N/A | 0 | 0.050301 | 0.9494 | 1.0113 | 0.048295 | 0.048295
2018-08-04 | 6 | 9 | Summer: Off-Peak |  | 77 | Cooling | 0 | 1.0343 | 0.98855 | 0 | #N/A | 0 | #N/A | 0 | 0.071953 | 0.84085 | 1.0113 | 0.061184 | 0.061184
2018-08-04 | 6 | 10 | Summer: Off-Peak |  | 79 | Cooling | 0 | 0.98112 | 0.98855 | 0 | #N/A | 0 | #N/A | 0 | 0.086518 | 0.74504 | 1.0113 | 0.065187 | 0.065187
2018-08-04 | 6 | 11 | Summer: Off-Peak |  | 81 | Cooling | 0 | 0.94956 | 0.98855 | 0 | #N/A | 0 | #N/A | 0 | 0.10358 | 0.72851 | 1.0113 | 0.076307 | 0.076307
2018-08-04 | 6 | 12 | Summer: Off-Peak |  | 82 | Cooling | 0 | 0.91648 | 0.98855 | 0 | #N/A | 0 | #N/A | 0 | 0.11304 | 0.75911 | 1.0113 | 0.086777 | 0.086777
2018-08-04 | 6 | 13 | Summer: Off-Peak |  | 82 | Cooling | 0 | 0.9004 | 0.98855 | 0 | #N/A | 0 | #N/A | 0 | 0.11304 | 0.79116 | 1.0113 | 0.090441 | 0.090441
2018-08-04 | 6 | 14 | Summer: Off-Peak |  | 82 | Cooling | 0 | 0.86033 | 0.98855 | 0 | #N/A | 0 | #N/A | 0 | 0.11304 | 0.84356 | 1.0113 | 0.096431 | 0.096431
2018-08-04 | 6 | 15 | Summer: Off-Peak |  | 82 | Cooling | 0 | 0.85755 | 0.98855 | 0 | #N/A | 0 | #N/A | 0 | 0.11304 | 0.96593 | 1.0113 | 0.11042 | 0.11042
2018-08-04 | 6 | 16 | Summer: Off-Peak |  | 84 | Cooling | 0 | 0.88345 | 0.98855 | 0 | #N/A | 0 | #N/A | 0 | 0.13383 | 1.1649 | 1.0113 | 0.15767 | 0.15767
2018-08-04 | 6 | 17 | Summer: Off-Peak |  | 82 | Cooling | 0 | 0.94026 | 0.98855 | 0 | #N/A | 0 | #N/A | 0 | 0.11304 | 1.3522 | 1.0113 | 0.15457 | 0.15457
2018-08-04 | 6 | 18 | Summer: Off-Peak |  | 81 | Cooling | 0 | 0.98182 | 0.98855 | 0 | #N/A | 0 | #N/A | 0 | 0.10358 | 1.5599 | 1.0113 | 0.16339 | 0.16339
2018-08-04 | 6 | 19 | Summer: Off-Peak |  | 77 | Cooling | 0 | 0.98419 | 0.98855 | 0 | #N/A | 0 | #N/A | 0 | 0.071953 | 1.6764 | 1.0113 | 0.12199 | 0.12199
2018-08-04 | 6 | 20 | Summer: Off-Peak |  | 75 | Cooling | 0 | 0.97072 | 0.98855 | 0 | #N/A | 0 | #N/A | 0 | 0.059881 | 1.5244 | 1.0113 | 0.092311 | 0.092311
2018-08-04 | 6 | 21 | Summer: Off-Peak |  | 73 | Cooling | 0 | 0.95751 | 0.98855 | 0 | #N/A | 0 | #N/A | 0 | 0.050301 | 1.4449 | 1.0113 | 0.073498 | 0.073498
2018-08-04 | 6 | 22 | Summer: Off-Peak |  | 73 | Cooling | 0 | 0.94265 | 0.98855 | 0 | #N/A | 0 | #N/A | 0 | 0.050301 | 1.2427 | 1.0113 | 0.063215 | 0.063215
2018-08-04 | 6 | 23 | Summer: Off-Peak |  | 73 | Cooling | 0 | 0.94451 | 0.98855 | 0 | #N/A | 0 | #N/A | 0 | 0.050301 | 1.0298 | 1.0113 | 0.052382 | 0.052382
2018-08-05 | 7 | 0 | Summer: Off-Peak |  | 70 | Cooling | 0 | 0.97482 | 0.93761 | 0 | 4.3818 | 0 | 4.3586 | 0 | 0.040605 | 0.90669 | 1.0096 | 0.03717 | 0.03717
2018-08-05 | 7 | 1 | Summer: Off-Peak |  | 72 | Cooling | 0 | 1.0122 | 0.93761 | 0 | #N/A | 0 | #N/A | 0 | 0.046446 | 0.81803 | 1.0096 | 0.03836 | 0.03836
2018-08-05 | 7 | 2 | Summer: Off-Peak |  | 70 | Cooling | 0 | 1.051 | 0.93761 | 0 | 4.3818 | 0 | 4.3586 | 0 | 0.040605 | 0.74508 | 1.0096 | 0.030545 | 0.030545
2018-08-05 | 7 | 3 | Summer: Off-Peak |  | 70 | Cooling | 0 | 1.0924 | 0.93761 | 0 | 4.3818 | 0 | 4.3586 | 0 | 0.040605 | 0.69159 | 1.0096 | 0.028352 | 0.028352
2018-08-05 | 7 | 4 | Summer: Off-Peak |  | 70 | Cooling | 0 | 1.1348 | 0.93761 | 0 | 4.3818 | 0 | 4.3586 | 0 | 0.040605 | 0.64739 | 1.0096 | 0.02654 | 0.02654
2018-08-05 | 7 | 5 | Summer: Off-Peak |  | 70 | Cooling | 0 | 1.1636 | 0.93761 | 0 | 4.3818 | 0 | 4.3586 | 0 | 0.040605 | 0.7214 | 1.0096 | 0.029574 | 0.029574
2018-08-05 | 7 | 6 | Summer: Off-Peak |  | 70 | Cooling | 0 | 1.2084 | 0.93761 | 0 | 4.3818 | 0 | 4.3586 | 0 | 0.040605 | 0.87787 | 1.0096 | 0.035989 | 0.035989
2018-08-05 | 7 | 7 | Summer: Off-Peak |  | 72 | Cooling | 0 | 1.1637 | 0.93761 | 0 | #N/A | 0 | #N/A | 0 | 0.046446 | 0.97331 | 1.0096 | 0.045641 | 0.045641
2018-08-05 | 7 | 8 | Summer: Off-Peak |  | 75 | Cooling | 0 | 1.0942 | 0.93761 | 0 | #N/A | 0 | #N/A | 0 | 0.059881 | 0.9494 | 1.0096 | 0.057398 | 0.057398
2018-08-05 | 7 | 9 | Summer: Off-Peak |  | 77 | Cooling | 0 | 1.0343 | 0.93761 | 0 | #N/A | 0 | #N/A | 0 | 0.071953 | 0.84085 | 1.0096 | 0.061084 | 0.061084
2018-08-05 | 7 | 10 | Summer: Off-Peak |  | 79 | Cooling | 0 | 0.98112 | 0.93761 | 0 | #N/A | 0 | #N/A | 0 | 0.086518 | 0.74504 | 1.0096 | 0.065079 | 0.065079
2018-08-05 | 7 | 11 | Summer: Off-Peak |  | 81 | Cooling | 0 | 0.94956 | 0.93761 | 0 | #N/A | 0 | #N/A | 0 | 0.10358 | 0.72851 | 1.0096 | 0.076181 | 0.076181
2018-08-05 | 7 | 12 | Summer: Off-Peak |  | 79 | Cooling | 0 | 0.91648 | 0.93761 | 0 | #N/A | 0 | #N/A | 0 | 0.086518 | 0.75911 | 1.0096 | 0.066308 | 0.066308
2018-08-05 | 7 | 13 | Summer: Off-Peak |  | 75 | Cooling | 0 | 0.9004 | 0.93761 | 0 | #N/A | 0 | #N/A | 0 | 0.059881 | 0.79116 | 1.0096 | 0.047831 | 0.047831
2018-08-05 | 7 | 14 | Summer: Off-Peak |  | 75 | Cooling | 0 | 0.86033 | 0.93761 | 0 | #N/A | 0 | #N/A | 0 | 0.059881 | 0.84356 | 1.0096 | 0.050999 | 0.050999
2018-08-05 | 7 | 15 | Summer: Off-Peak |  | 79 | Cooling | 0 | 0.85755 | 0.93761 | 0 | #N/A | 0 | #N/A | 0 | 0.086518 | 0.96593 | 1.0096 | 0.084374 | 0.084374
2018-08-05 | 7 | 16 | Summer: Off-Peak |  | 81 | Cooling | 0 | 0.88345 | 0.93761 | 0 | #N/A | 0 | #N/A | 0 | 0.10358 | 1.1649 | 1.0096 | 0.12182 | 0.12182
2018-08-05 | 7 | 17 | Summer: Off-Peak |  | 79 | Cooling | 0 | 0.94026 | 0.93761 | 0 | #N/A | 0 | #N/A | 0 | 0.086518 | 1.3522 | 1.0096 | 0.11811 | 0.11811
2018-08-05 | 7 | 18 | Summer: Off-Peak |  | 79 | Cooling | 0 | 0.98182 | 0.93761 | 0 | #N/A | 0 | #N/A | 0 | 0.086518 | 1.5599 | 1.0096 | 0.13626 | 0.13626
2018-08-05 | 7 | 19 | Summer: Off-Peak |  | 75 | Cooling | 0 | 0.98419 | 0.93761 | 0 | #N/A | 0 | #N/A | 0 | 0.059881 | 1.6764 | 1.0096 | 0.10135 | 0.10135
2018-08-05 | 7 | 20 | Summer: Off-Peak |  | 75 | Cooling | 0 | 0.97072 | 0.93761 | 0 | #N/A | 0 | #N/A | 0 | 0.059881 | 1.5244 | 1.0096 | 0.092158 | 0.092158
2018-08-05 | 7 | 21 | Summer: Off-Peak |  | 75 | Cooling | 0 | 0.95751 | 0.93761 | 0 | #N/A | 0 | #N/A | 0 | 0.059881 | 1.4449 | 1.0096 | 0.087352 | 0.087352
2018-08-05 | 7 | 22 | Summer: Off-Peak |  | 73 | Cooling | 0 | 0.94265 | 0.93761 | 0 | #N/A | 0 | #N/A | 0 | 0.050301 | 1.2427 | 1.0096 | 0.063111 | 0.063111
2018-08-05 | 7 | 23 | Summer: Off-Peak |  | 73 | Cooling | 0 | 0.94451 | 0.93761 | 0 | #N/A | 0 | #N/A | 0 | 0.050301 | 1.0298 | 1.0096 | 0.052296 | 0.052296
2018-08-06 | 1 | 0 | Summer: Off-Peak |  | 70 | Cooling | 0 | 0.97482 | 1.0177 | 0 | 4.3818 | 0 | 4.3586 | 0 | 0.040605 | 0.90669 | 0.9441 | 0.034758 | 0.034758
2018-08-06 | 1 | 1 | Summer: Off-Peak |  | 72 | Cooling | 0 | 1.0122 | 1.0177 | 0 | #N/A | 0 | #N/A | 0 | 0.046446 | 0.81803 | 0.9441 | 0.03587 | 0.03587
2018-08-06 | 1 | 2 | Summer: Off-Peak |  | 70 | Cooling | 0 | 1.051 | 1.0177 | 0 | 4.3818 | 0 | 4.3586 | 0 | 0.040605 | 0.74508 | 0.9441 | 0.028562 | 0.028562
2018-08-06 | 1 | 3 | Summer: Off-Peak |  | 70 | Cooling | 0 | 1.0924 | 1.0177 | 0 | 4.3818 | 0 | 4.3586 | 0 | 0.040605 | 0.69159 | 0.9441 | 0.026512 | 0.026512
2018-08-06 | 1 | 4 | Summer: Off-Peak |  | 68 | Cooling | 0 | 1.1348 | 1.0177 | 0 | 4.3818 | 0 | 4.3586 | 0 | 0.037256 | 0.64739 | 0.9441 | 0.022771 | 0.022771
2018-08-06 | 1 | 5 | Summer: Off-Peak |  | 63 | Cooling | 0 | 1.1636 | 1.0177 | 0 | 4.3818 | 0 | 4.3586 | 0 | 0.039789 | 0.7214 | 0.9441 | 0.027099 | 0.027099
2018-08-06 | 1 | 6 | Summer: Off-Peak |  | 64 | Cooling | 0 | 1.2084 | 1.0177 | 0 | 4.3818 | 0 | 4.3586 | 0 | 0.038036 | 0.87787 | 0.9441 | 0.031525 | 0.031525
2018-08-06 | 1 | 7 | Summer: On-Peak |  | 70 | Cooling | 0 | 1.1637 | 1.0177 | 0 | 4.3818 | 0 | 4.3586 | 0 | 0.040605 | 0.97331 | 0.9441 | 0.037312 | 0.037312
2018-08-06 | 1 | 8 | Summer: On-Peak |  | 72 | Cooling | 0 | 1.0942 | 1.0177 | 0 | #N/A | 0 | #N/A | 0 | 0.046446 | 0.9494 | 0.9441 | 0.04163 | 0.04163
2018-08-06 | 1 | 9 | Summer: On-Peak |  | 73 | Cooling | 0 | 1.0343 | 1.0177 | 0 | #N/A | 0 | #N/A | 0 | 0.050301 | 0.84085 | 0.9441 | 0.039931 | 0.039931
2018-08-06 | 1 | 10 | Summer: On-Peak |  | 75 | Cooling | 0 | 0.98112 | 1.0177 | 0 | #N/A | 0 | #N/A | 0 | 0.059881 | 0.74504 | 0.9441 | 0.04212 | 0.04212
2018-08-06 | 1 | 11 | Summer: On-Peak |  | 73 | Cooling | 0 | 0.94956 | 1.0177 | 0 | #N/A | 0 | #N/A | 0 | 0.050301 | 0.72851 | 0.9441 | 0.034596 | 0.034596
2018-08-06 | 1 | 12 | Summer: On-Peak |  | 73 | Cooling | 0 | 0.91648 | 1.0177 | 0 | #N/A | 0 | #N/A | 0 | 0.050301 | 0.75911 | 0.9441 | 0.036049 | 0.036049
2018-08-06 | 1 | 13 | Summer: On-Peak | Summer | 75 | Cooling | 0 | 0.9004 | 1.0177 | 0 | #N/A | 0 | #N/A | 0 | 0.059881 | 0.79116 | 0.9441 | 0.044727 | 0.044727
2018-08-06 | 1 | 14 | Summer: On-Peak | Summer | 72 | Cooling | 0 | 0.86033 | 1.0177 | 0 | #N/A | 0 | #N/A | 0 | 0.046446 | 0.84356 | 0.9441 | 0.036989 | 0.036989
2018-08-06 | 1 | 15 | Summer: On-Peak | Summer | 72 | Cooling | 0 | 0.85755 | 1.0177 | 0 | #N/A | 0 | #N/A | 0 | 0.046446 | 0.96593 | 0.9441 | 0.042355 | 0.042355
2018-08-06 | 1 | 16 | Summer: On-Peak | Summer | 72 | Cooling | 0 | 0.88345 | 1.0177 | 0 | #N/A | 0 | #N/A | 0 | 0.046446 | 1.1649 | 0.9441 | 0.051082 | 0.051082
2018-08-06 | 1 | 17 | Summer: On-Peak |  | 70 | Cooling | 0 | 0.94026 | 1.0177 | 0 | 4.3818 | 0 | 4.3586 | 0 | 0.040605 | 1.3522 | 0.9441 | 0.051834 | 0.051834
2018-08-06 | 1 | 18 | Summer: On-Peak |  | 68 | Cooling | 0 | 0.98182 | 1.0177 | 0 | 4.3818 | 0 | 4.3586 | 0 | 0.037256 | 1.5599 | 0.9441 | 0.054867 | 0.054867
2018-08-06 | 1 | 19 | Summer: On-Peak |  | 63 | Cooling | 0 | 0.98419 | 1.0177 | 0 | 4.3818 | 0 | 4.3586 | 0 | 0.039789 | 1.6764 | 0.9441 | 0.062975 | 0.062975
2018-08-06 | 1 | 20 | Summer: On-Peak |  | 61 | Cooling | 0 | 0.97072 | 1.0177 | 0 | 4.3818 | 0 | 4.3586 | 0 | 0.045165 | 1.5244 | 0.9441 | 0.064999 | 0.064999
2018-08-06 | 1 | 21 | Summer: On-Peak |  | 55 | Cooling | 0 | 0.95751 | 1.0177 | 0 | 4.1851 | 0 | 3.9877 | 0 | 0.025 | 1.4449 | 0.9441 | 0.034102 | 0.034102
2018-08-06 | 1 | 22 | Summer: On-Peak |  | 54 | Cooling | 0 | 0.94265 | 1.0177 | 0 | 4.156 | 0 | 3.9259 | 0 | 0.025 | 1.2427 | 0.9441 | 0.029331 | 0.029331
2018-08-06 | 1 | 23 | Summer: Off-Peak |  | 52 | Cooling | 0 | 0.94451 | 1.0177 | 0 | 4.0951 | 0 | 3.8021 | 0 | 0.025 | 1.0298 | 0.9441 | 0.024305 | 0.024305
2018-08-07 | 2 | 0 | Summer: Off-Peak |  | 52 | Cooling | 0 | 0.97482 | 1.02 | 0 | 4.0951 | 0 | 3.8021 | 0 | 0.025 | 0.90669 | 0.83669 | 0.018965 | 0.018965
2018-08-07 | 2 | 1 | Summer: Off-Peak |  | 48 | Cooling | 0 | 1.0122 | 1.02 | 0 | 3.9631 | 0 | 3.5525 | 0 | 0.025 | 0.81803 | 0.83669 | 0.017111 | 0.017111
2018-08-07 | 2 | 2 | Summer: Off-Peak |  | 50 | Cooling | 0 | 1.051 | 1.02 | 0 | 4.0352 | 0 | 3.6783 | 0 | 0.025 | 0.74508 | 0.83669 | 0.015585 | 0.015585
2018-08-07 | 2 | 3 | Summer: Off-Peak |  | 52 | Cooling | 0 | 1.0924 | 1.02 | 0 | 4.0951 | 0 | 3.8021 | 0 | 0.025 | 0.69159 | 0.83669 | 0.014466 | 0.014466
2018-08-07 | 2 | 4 | Summer: Off-Peak |  | 52 | Cooling | 0 | 1.1348 | 1.02 | 0 | 4.0951 | 0 | 3.8021 | 0 | 0.025 | 0.64739 | 0.83669 | 0.013541 | 0.013541
2018-08-07 | 2 | 5 | Summer: Off-Peak |  | 50 | Cooling | 0 | 1.1636 | 1.02 | 0 | 4.0352 | 0 | 3.6783 | 0 | 0.025 | 0.7214 | 0.83669 | 0.01509 | 0.01509
2018-08-07 | 2 | 6 | Summer: Off-Peak |  | 50 | Cooling | 0 | 1.2084 | 1.02 | 0 | 4.0352 | 0 | 3.6783 | 0 | 0.025 | 0.87787 | 0.83669 | 0.018363 | 0.018363
2018-08-07 | 2 | 7 | Summer: On-Peak |  | 61 | Cooling | 0 | 1.1637 | 1.02 | 0 | 4.3818 | 0 | 4.3586 | 0 | 0.045165 | 0.97331 | 0.83669 | 0.03678 | 0.03678
2018-08-07 | 2 | 8 | Summer: On-Peak |  | 66 | Cooling | 0 | 1.0942 | 1.02 | 0 | 4.3818 | 0 | 4.3586 | 0 | 0.0364 | 0.9494 | 0.83669 | 0.028914 | 0.028914
2018-08-07 | 2 | 9 | Summer: On-Peak |  | 67 | Cooling | 0 | 1.0343 | 1.02 | 0 | 4.3818 | 0 | 4.3586 | 0 | 0.036516 | 0.84085 | 0.83669 | 0.02569 | 0.02569
2018-08-07 | 2 | 10 | Summer: On-Peak |  | 68 | Cooling | 0 | 0.98112 | 1.02 | 0 | 4.3818 | 0 | 4.3586 | 0 | 0.037256 | 0.74504 | 0.83669 | 0.023224 | 0.023224
2018-08-07 | 2 | 11 | Summer: On-Peak |  | 70 | Cooling | 0 | 0.94956 | 1.02 | 0 | 4.3818 | 0 | 4.3586 | 0 | 0.040605 | 0.72851 | 0.83669 | 0.02475 | 0.02475
2018-08-07 | 2 | 12 | Summer: On-Peak |  | 70 | Cooling | 0 | 0.91648 | 1.02 | 0 | 4.3818 | 0 | 4.3586 | 0 | 0.040605 | 0.75911 | 0.83669 | 0.025789 | 0.025789
2018-08-07 | 2 | 13 | Summer: On-Peak | Summer | 70 | Cooling | 0 | 0.9004 | 1.02 | 0 | 4.3818 | 0 | 4.3586 | 0 | 0.040605 | 0.79116 | 0.83669 | 0.026878 | 0.026878
2018-08-07 | 2 | 14 | Summer: On-Peak | Summer | 70 | Cooling | 0 | 0.86033 | 1.02 | 0 | 4.3818 | 0 | 4.3586 | 0 | 0.040605 | 0.84356 | 0.83669 | 0.028658 | 0.028658
2018-08-07 | 2 | 15 | Summer: On-Peak | Summer | 70 | Cooling | 0 | 0.85755 | 1.02 | 0 | 4.3818 | 0 | 4.3586 | 0 | 0.040605 | 0.96593 | 0.83669 | 0.032816 | 0.032816
2018-08-07 | 2 | 16 | Summer: On-Peak | Summer | 72 | Cooling | 0 | 0.88345 | 1.02 | 0 | #N/A | 0 | #N/A | 0 | 0.046446 | 1.1649 | 0.83669 | 0.04527 | 0.04527
2018-08-07 | 2 | 17 | Summer: On-Peak |  | 72 | Cooling | 0 | 0.94026 | 1.02 | 0 | #N/A | 0 | #N/A | 0 | 0.046446 | 1.3522 | 0.83669 | 0.052545 | 0.052545
2018-08-07 | 2 | 18 | Summer: On-Peak |  | 68 | Cooling | 0 | 0.98182 | 1.02 | 0 | 4.3818 | 0 | 4.3586 | 0 | 0.037256 | 1.5599 | 0.83669 | 0.048624 | 0.048624
2018-08-07 | 2 | 19 | Summer: On-Peak |  | 66 | Cooling | 0 | 0.98419 | 1.02 | 0 | 4.3818 | 0 | 4.3586 | 0 | 0.0364 | 1.6764 | 0.83669 | 0.051056 | 0.051056
2018-08-07 | 2 | 20 | Summer: On-Peak |  | 59 | Cooling | 0 | 0.97072 | 1.02 | 0 | 4.3182 | 0 | 4.2356 | 0 | 0.025 | 1.5244 | 0.83669 | 0.031885 | 0.031885
2018-08-07 | 2 | 21 | Summer: On-Peak |  | 57 | Cooling | 0 | 0.95751 | 1.02 | 0 | 4.2531 | 0 | 4.112 | 0 | 0.025 | 1.4449 | 0.83669 | 0.030222 | 0.030222
2018-08-07 | 2 | 22 | Summer: On-Peak |  | 55 | Cooling | 0 | 0.94265 | 1.02 | 0 | 4.1851 | 0 | 3.9877 | 0 | 0.025 | 1.2427 | 0.83669 | 0.025994 | 0.025994
2018-08-07 | 2 | 23 | Summer: Off-Peak |  | 54 | Cooling | 0 | 0.94451 | 1.02 | 0 | 4.156 | 0 | 3.9259 | 0 | 0.025 | 1.0298 | 0.83669 | 0.021539 | 0.021539
2018-08-08 | 3 | 0 | Summer: Off-Peak |  | 52 | Cooling | 0 | 0.97482 | 1.0263 | 0 | 4.0951 | 0 | 3.8021 | 0 | 0.025 | 0.90669 | 0.94211 | 0.021355 | 0.021355
2018-08-08 | 3 | 1 | Summer: Off-Peak |  | 52 | Cooling | 0 | 1.0122 | 1.0263 | 0 | 4.0951 | 0 | 3.8021 | 0 | 0.025 | 0.81803 | 0.94211 | 0.019267 | 0.019267
2018-08-08 | 3 | 2 | Summer: Off-Peak |  | 52 | Cooling | 0 | 1.051 | 1.0263 | 0 | 4.0951 | 0 | 3.8021 | 0 | 0.025 | 0.74508 | 0.94211 | 0.017549 | 0.017549
2018-08-08 | 3 | 3 | Summer: Off-Peak |  | 52 | Cooling | 0 | 1.0924 | 1.0263 | 0 | 4.0951 | 0 | 3.8021 | 0 | 0.025 | 0.69159 | 0.94211 | 0.016289 | 0.016289
2018-08-08 | 3 | 4 | Summer: Off-Peak |  | 52 | Cooling | 0 | 1.1348 | 1.0263 | 0 | 4.0951 | 0 | 3.8021 | 0 | 0.025 | 0.64739 | 0.94211 | 0.015248 | 0.015248
2018-08-08 | 3 | 5 | Summer: Off-Peak |  | 54 | Cooling | 0 | 1.1636 | 1.0263 | 0 | 4.156 | 0 | 3.9259 | 0 | 0.025 | 0.7214 | 0.94211 | 0.016991 | 0.016991
2018-08-08 | 3 | 6 | Summer: Off-Peak |  | 55 | Cooling | 0 | 1.2084 | 1.0263 | 0 | 4.1851 | 0 | 3.9877 | 0 | 0.025 | 0.87787 | 0.94211 | 0.020676 | 0.020676
2018-08-08 | 3 | 7 | Summer: On-Peak |  | 61 | Cooling | 0 | 1.1637 | 1.0263 | 0 | 4.3818 | 0 | 4.3586 | 0 | 0.045165 | 0.97331 | 0.94211 | 0.041414 | 0.041414
2018-08-08 | 3 | 8 | Summer: On-Peak |  | 66 | Cooling | 0 | 1.0942 | 1.0263 | 0 | 4.3818 | 0 | 4.3586 | 0 | 0.0364 | 0.9494 | 0.94211 | 0.032558 | 0.032558
2018-08-08 | 3 | 9 | Summer: On-Peak |  | 72 | Cooling | 0 | 1.0343 | 1.0263 | 0 | #N/A | 0 | #N/A | 0 | 0.046446 | 0.84085 | 0.94211 | 0.036793 | 0.036793
2018-08-08 | 3 | 10 | Summer: On-Peak |  | 73 | Cooling | 0 | 0.98112 | 1.0263 | 0 | #N/A | 0 | #N/A | 0 | 0.050301 | 0.74504 | 0.94211 | 0.035307 | 0.035307
2018-08-08 | 3 | 11 | Summer: On-Peak |  | 75 | Cooling | 0 | 0.94956 | 1.0263 | 0 | #N/A | 0 | #N/A | 0 | 0.059881 | 0.72851 | 0.94211 | 0.041098 | 0.041098
2018-08-08 | 3 | 12 | Summer: On-Peak |  | 77 | Cooling | 0 | 0.91648 | 1.0263 | 0 | #N/A | 0 | #N/A | 0 | 0.071953 | 0.75911 | 0.94211 | 0.051458 | 0.051458
2018-08-08 | 3 | 13 | Summer: On-Peak | Summer | 75 | Cooling | 0 | 0.9004 | 1.0263 | 0 | #N/A | 0 | #N/A | 0 | 0.059881 | 0.79116 | 0.94211 | 0.044633 | 0.044633
2018-08-08 | 3 | 14 | Summer: On-Peak | Summer | 75 | Cooling | 0 | 0.86033 | 1.0263 | 0 | #N/A | 0 | #N/A | 0 | 0.059881 | 0.84356 | 0.94211 | 0.047588 | 0.047588
2018-08-08 | 3 | 15 | Summer: On-Peak | Summer | 79 | Cooling | 0 | 0.85755 | 1.0263 | 0 | #N/A | 0 | #N/A | 0 | 0.086518 | 0.96593 | 0.94211 | 0.078732 | 0.078732
2018-08-08 | 3 | 16 | Summer: On-Peak | Summer | 79 | Cooling | 0 | 0.88345 | 1.0263 | 0 | #N/A | 0 | #N/A | 0 | 0.086518 | 1.1649 | 0.94211 | 0.094953 | 0.094953
2018-08-08 | 3 | 17 | Summer: On-Peak |  | 75 | Cooling | 0 | 0.94026 | 1.0263 | 0 | #N/A | 0 | #N/A | 0 | 0.059881 | 1.3522 | 0.94211 | 0.076281 | 0.076281
2018-08-08 | 3 | 18 | Summer: On-Peak |  | 73 | Cooling | 0 | 0.98182 | 1.0263 | 0 | #N/A | 0 | #N/A | 0 | 0.050301 | 1.5599 | 0.94211 | 0.073921 | 0.073921
2018-08-08 | 3 | 19 | Summer: On-Peak |  | 72 | Cooling | 0 | 0.98419 | 1.0263 | 0 | #N/A | 0 | #N/A | 0 | 0.046446 | 1.6764 | 0.94211 | 0.073355 | 0.073355
2018-08-08 | 3 | 20 | Summer: On-Peak |  | 72 | Cooling | 0 | 0.97072 | 1.0263 | 0 | #N/A | 0 | #N/A | 0 | 0.046446 | 1.5244 | 0.94211 | 0.066702 | 0.066702
2018-08-08 | 3 | 21 | Summer: On-Peak |  | 72 | Cooling | 0 | 0.95751 | 1.0263 | 0 | #N/A | 0 | #N/A | 0 | 0.046446 | 1.4449 | 0.94211 | 0.063223 | 0.063223
2018-08-08 | 3 | 22 | Summer: On-Peak |  | 72 | Cooling | 0 | 0.94265 | 1.0263 | 0 | #N/A | 0 | #N/A | 0 | 0.046446 | 1.2427 | 0.94211 | 0.054377 | 0.054377
2018-08-08 | 3 | 23 | Summer: Off-Peak |  | 73 | Cooling | 0 | 0.94451 | 1.0263 | 0 | #N/A | 0 | #N/A | 0 | 0.050301 | 1.0298 | 0.94211 | 0.048799 | 0.048799
2018-08-09 | 4 | 0 | Summer: Off-Peak |  | 72 | Cooling | 0 | 0.97482 | 1.002 | 0 | #N/A | 0 | #N/A | 0 | 0.046446 | 0.90669 | 1.0706 | 0.045083 | 0.045083
2018-08-09 | 4 | 1 | Summer: Off-Peak |  | 72 | Cooling | 0 | 1.0122 | 1.002 | 0 | #N/A | 0 | #N/A | 0 | 0.046446 | 0.81803 | 1.0706 | 0.040675 | 0.040675
2018-08-09 | 4 | 2 | Summer: Off-Peak |  | 73 | Cooling | 0 | 1.051 | 1.002 | 0 | #N/A | 0 | #N/A | 0 | 0.050301 | 0.74508 | 1.0706 | 0.040123 | 0.040123
2018-08-09 | 4 | 3 | Summer: Off-Peak |  | 75 | Cooling | 0 | 1.0924 | 1.002 | 0 | #N/A | 0 | #N/A | 0 | 0.059881 | 0.69159 | 1.0706 | 0.044335 | 0.044335
2018-08-09 | 4 | 4 | Summer: Off-Peak |  | 73 | Cooling | 0 | 1.1348 | 1.002 | 0 | #N/A | 0 | #N/A | 0 | 0.050301 | 0.64739 | 1.0706 | 0.034862 | 0.034862
2018-08-09 | 4 | 5 | Summer: Off-Peak |  | 73 | Cooling | 0 | 1.1636 | 1.002 | 0 | #N/A | 0 | #N/A | 0 | 0.050301 | 0.7214 | 1.0706 | 0.038848 | 0.038848
2018-08-09 | 4 | 6 | Summer: Off-Peak |  | 73 | Cooling | 0 | 1.2084 | 1.002 | 0 | #N/A | 0 | #N/A | 0 | 0.050301 | 0.87787 | 1.0706 | 0.047274 | 0.047274
2018-08-09 | 4 | 7 | Summer: On-Peak |  | 73 | Cooling | 0 | 1.1637 | 1.002 | 0 | #N/A | 0 | #N/A | 0 | 0.050301 | 0.97331 | 1.0706 | 0.052413 | 0.052413
2018-08-09 | 4 | 8 | Summer: On-Peak |  | 75 | Cooling | 0 | 1.0942 | 1.002 | 0 | #N/A | 0 | #N/A | 0 | 0.059881 | 0.9494 | 1.0706 | 0.060863 | 0.060863
2018-08-09 | 4 | 9 | Summer: On-Peak |  | 77 | Cooling | 0 | 1.0343 | 1.002 | 0 | #N/A | 0 | #N/A | 0 | 0.071953 | 0.84085 | 1.0706 | 0.064771 | 0.064771
2018-08-09 | 4 | 10 | Summer: On-Peak |  | 81 | Cooling | 0 | 0.98112 | 1.002 | 0 | #N/A | 0 | #N/A | 0 | 0.10358 | 0.74504 | 1.0706 | 0.082613 | 0.082613
2018-08-09 | 4 | 11 | Summer: On-Peak |  | 81 | Cooling | 0 | 0.94956 | 1.002 | 0 | #N/A | 0 | #N/A | 0 | 0.10358 | 0.72851 | 1.0706 | 0.08078 | 0.08078
2018-08-09 | 4 | 12 | Summer: On-Peak |  | 82 | Cooling | 0 | 0.91648 | 1.002 | 0 | #N/A | 0 | #N/A | 0 | 0.11304 | 0.75911 | 1.0706 | 0.091864 | 0.091864
2018-08-09 | 4 | 13 | Summer: On-Peak | Summer | 82 | Cooling | 0 | 0.9004 | 1.002 | 0 | #N/A | 0 | #N/A | 0 | 0.11304 | 0.79116 | 1.0706 | 0.095742 | 0.095742
2018-08-09 | 4 | 14 | Summer: On-Peak | Summer | 81 | Cooling | 0 | 0.86033 | 1.002 | 0 | #N/A | 0 | #N/A | 0 | 0.10358 | 0.84356 | 1.0706 | 0.093537 | 0.093537
2018-08-09 | 4 | 15 | Summer: On-Peak | Summer | 81 | Cooling | 0 | 0.85755 | 1.002 | 0 | #N/A | 0 | #N/A | 0 | 0.10358 | 0.96593 | 1.0706 | 0.10711 | 0.10711
2018-08-09 | 4 | 16 | Summer: On-Peak | Summer | 75 | Cooling | 0 | 0.88345 | 1.002 | 0 | #N/A | 0 | #N/A | 0 | 0.059881 | 1.1649 | 1.0706 | 0.07468 | 0.07468
2018-08-09 | 4 | 17 | Summer: On-Peak |  | 79 | Cooling | 0 | 0.94026 | 1.002 | 0 | #N/A | 0 | #N/A | 0 | 0.086518 | 1.3522 | 1.0706 | 0.12524 | 0.12524
2018-08-09 | 4 | 18 | Summer: On-Peak |  | 75 | Cooling | 0 | 0.98182 | 1.002 | 0 | #N/A | 0 | #N/A | 0 | 0.059881 | 1.5599 | 1.0706 | 0.099999 | 0.099999
2018-08-09 | 4 | 19 | Summer: On-Peak |  | 73 | Cooling | 0 | 0.98419 | 1.002 | 0 | #N/A | 0 | #N/A | 0 | 0.050301 | 1.6764 | 1.0706 | 0.090276 | 0.090276
2018-08-09 | 4 | 20 | Summer: On-Peak |  | 72 | Cooling | 0 | 0.97072 | 1.002 | 0 | #N/A | 0 | #N/A | 0 | 0.046446 | 1.5244 | 1.0706 | 0.075797 | 0.075797
2018-08-09 | 4 | 21 | Summer: On-Peak |  | 70 | Cooling | 0 | 0.95751 | 1.002 | 0 | 4.3818 | 0 | 4.3586 | 0 | 0.040605 | 1.4449 | 1.0706 | 0.062808 | 0.062808
2018-08-09 | 4 | 22 | Summer: On-Peak |  | 70 | Cooling | 0 | 0.94265 | 1.002 | 0 | 4.3818 | 0 | 4.3586 | 0 | 0.040605 | 1.2427 | 1.0706 | 0.054021 | 0.054021
2018-08-09 | 4 | 23 | Summer: Off-Peak |  | 70 | Cooling | 0 | 0.94451 | 1.002 | 0 | 4.3818 | 0 | 4.3586 | 0 | 0.040605 | 1.0298 | 1.0706 | 0.044763 | 0.044763
2018-08-10 | 5 | 0 | Summer: Off-Peak |  | 70 | Cooling | 0 | 0.97482 | 1.0078 | 0 | 4.3818 | 0 | 4.3586 | 0 | 0.040605 | 0.90669 | 1.1856 | 0.04365 | 0.04365
2018-08-10 | 5 | 1 | Summer: Off-Peak |  | 70 | Cooling | 0 | 1.0122 | 1.0078 | 0 | 4.3818 | 0 | 4.3586 | 0 | 0.040605 | 0.81803 | 1.1856 | 0.039382 | 0.039382
2018-08-10 | 5 | 2 | Summer: Off-Peak |  | 70 | Cooling | 0 | 1.051 | 1.0078 | 0 | 4.3818 | 0 | 4.3586 | 0 | 0.040605 | 0.74508 | 1.1856 | 0.035869 | 0.035869
2018-08-10 | 5 | 3 | Summer: Off-Peak |  | 70 | Cooling | 0 | 1.0924 | 1.0078 | 0 | 4.3818 | 0 | 4.3586 | 0 | 0.040605 | 0.69159 | 1.1856 | 0.033294 | 0.033294
2018-08-10 | 5 | 4 | Summer: Off-Peak |  | 68 | Cooling | 0 | 1.1348 | 1.0078 | 0 | 4.3818 | 0 | 4.3586 | 0 | 0.037256 | 0.64739 | 1.1856 | 0.028596 | 0.028596
2018-08-10 | 5 | 5 | Summer: Off-Peak |  | 66 | Cooling | 0 | 1.1636 | 1.0078 | 0 | 4.3818 | 0 | 4.3586 | 0 | 0.0364 | 0.7214 | 1.1856 | 0.031133 | 0.031133
2018-08-10 | 5 | 6 | Summer: Off-Peak |  | 68 | Cooling | 0 | 1.2084 | 1.0078 | 0 | 4.3818 | 0 | 4.3586 | 0 | 0.037256 | 0.87787 | 1.1856 | 0.038777 | 0.038777
2018-08-10 | 5 | 7 | Summer: On-Peak |  | 70 | Cooling | 0 | 1.1637 | 1.0078 | 0 | 4.3818 | 0 | 4.3586 | 0 | 0.040605 | 0.97331 | 1.1856 | 0.046857 | 0.046857
2018-08-10 | 5 | 8 | Summer: On-Peak |  | 72 | Cooling | 0 | 1.0942 | 1.0078 | 0 | #N/A | 0 | #N/A | 0 | 0.046446 | 0.9494 | 1.1856 | 0.052281 | 0.052281
2018-08-10 | 5 | 9 | Summer: On-Peak |  | 73 | Cooling | 0 | 1.0343 | 1.0078 | 0 | #N/A | 0 | #N/A | 0 | 0.050301 | 0.84085 | 1.1856 | 0.050147 | 0.050147
2018-08-10 | 5 | 10 | Summer: On-Peak |  | 77 | Cooling | 0 | 0.98112 | 1.0078 | 0 | #N/A | 0 | #N/A | 0 | 0.071953 | 0.74504 | 1.1856 | 0.063559 | 0.063559
2018-08-10 | 5 | 11 | Summer: On-Peak |  | 79 | Cooling | 0 | 0.94956 | 1.0078 | 0 | #N/A | 0 | #N/A | 0 | 0.086518 | 0.72851 | 1.1856 | 0.074729 | 0.074729
2018-08-10 | 5 | 12 | Summer: On-Peak |  | 79 | Cooling | 0 | 0.91648 | 1.0078 | 0 | #N/A | 0 | #N/A | 0 | 0.086518 | 0.75911 | 1.1856 | 0.077868 | 0.077868
2018-08-10 | 5 | 13 | Summer: On-Peak | Summer | 81 | Cooling | 0 | 0.9004 | 1.0078 | 0 | #N/A | 0 | #N/A | 0 | 0.10358 | 0.79116 | 1.1856 | 0.097156 | 0.097156
2018-08-10 | 5 | 14 | Summer: On-Peak | Summer | 82 | Cooling | 0 | 0.86033 | 1.0078 | 0 | #N/A | 0 | #N/A | 0 | 0.11304 | 0.84356 | 1.1856 | 0.11305 | 0.11305
2018-08-10 | 5 | 15 | Summer: On-Peak | Summer | 82 | Cooling | 0 | 0.85755 | 1.0078 | 0 | #N/A | 0 | #N/A | 0 | 0.11304 | 0.96593 | 1.1856 | 0.12945 | 0.12945
2018-08-10 | 5 | 16 | Summer: On-Peak | Summer | 82 | Cooling | 0 | 0.88345 | 1.0078 | 0 | #N/A | 0 | #N/A | 0 | 0.11304 | 1.1649 | 1.1856 | 0.15613 | 0.15613
2018-08-10 | 5 | 17 | Summer: On-Peak |  | 82 | Cooling | 0 | 0.94026 | 1.0078 | 0 | #N/A | 0 | #N/A | 0 | 0.11304 | 1.3522 | 1.1856 | 0.18122 | 0.18122
2018-08-10 | 5 | 18 | Summer: On-Peak |  | 81 | Cooling | 0 | 0.98182 | 1.0078 | 0 | #N/A | 0 | #N/A | 0 | 0.10358 | 1.5599 | 1.1856 | 0.19156 | 0.19156
2018-08-10 | 5 | 19 | Summer: On-Peak |  | 73 | Cooling | 0 | 0.98419 | 1.0078 | 0 | #N/A | 0 | #N/A | 0 | 0.050301 | 1.6764 | 1.1856 | 0.099979 | 0.099979
2018-08-10 | 5 | 20 | Summer: On-Peak |  | 68 | Cooling | 0 | 0.97072 | 1.0078 | 0 | 4.3818 | 0 | 4.3586 | 0 | 0.037256 | 1.5244 | 1.1856 | 0.067334 | 0.067334
2018-08-10 | 5 | 21 | Summer: On-Peak |  | 68 | Cooling | 0 | 0.95751 | 1.0078 | 0 | 4.3818 | 0 | 4.3586 | 0 | 0.037256 | 1.4449 | 1.1856 | 0.063822 | 0.063822
2018-08-10 | 5 | 22 | Summer: On-Peak |  | 66 | Cooling | 0 | 0.94265 | 1.0078 | 0 | 4.3818 | 0 | 4.3586 | 0 | 0.0364 | 1.2427 | 1.1856 | 0.053632 | 0.053632
2018-08-10 | 5 | 23 | Summer: Off-Peak |  | 66 | Cooling | 0 | 0.94451 | 1.0078 | 0 | 4.3818 | 0 | 4.3586 | 0 | 0.0364 | 1.0298 | 1.1856 | 0.044441 | 0.044441
2018-08-11 | 6 | 0 | Summer: Off-Peak |  | 64 | Cooling | 0 | 0.97482 | 0.98855 | 0 | 4.3818 | 0 | 4.3586 | 0 | 0.038036 | 0.90669 | 1.0113 | 0.034877 | 0.034877
2018-08-11 | 6 | 1 | Summer: Off-Peak |  | 66 | Cooling | 0 | 1.0122 | 0.98855 | 0 | 4.3818 | 0 | 4.3586 | 0 | 0.0364 | 0.81803 | 1.0113 | 0.030113 | 0.030113
2018-08-11 | 6 | 2 | Summer: Off-Peak |  | 64 | Cooling | 0 | 1.051 | 0.98855 | 0 | 4.3818 | 0 | 4.3586 | 0 | 0.038036 | 0.74508 | 1.0113 | 0.02866 | 0.02866
2018-08-11 | 6 | 3 | Summer: Off-Peak |  | 64 | Cooling | 0 | 1.0924 | 0.98855 | 0 | 4.3818 | 0 | 4.3586 | 0 | 0.038036 | 0.69159 | 1.0113 | 0.026603 | 0.026603
2018-08-11 | 6 | 4 | Summer: Off-Peak |  | 64 | Cooling | 0 | 1.1348 | 0.98855 | 0 | 4.3818 | 0 | 4.3586 | 0 | 0.038036 | 0.64739 | 1.0113 | 0.024902 | 0.024902
2018-08-11 | 6 | 5 | Summer: Off-Peak |  | 64 | Cooling | 0 | 1.1636 | 0.98855 | 0 | 4.3818 | 0 | 4.3586 | 0 | 0.038036 | 0.7214 | 1.0113 | 0.027749 | 0.027749
2018-08-11 | 6 | 6 | Summer: Off-Peak |  | 64 | Cooling | 0 | 1.2084 | 0.98855 | 0 | 4.3818 | 0 | 4.3586 | 0 | 0.038036 | 0.87787 | 1.0113 | 0.033768 | 0.033768
2018-08-11 | 6 | 7 | Summer: Off-Peak |  | 64 | Cooling | 0 | 1.1637 | 0.98855 | 0 | 4.3818 | 0 | 4.3586 | 0 | 0.038036 | 0.97331 | 1.0113 | 0.037439 | 0.037439
2018-08-11 | 6 | 8 | Summer: Off-Peak |  | 68 | Cooling | 0 | 1.0942 | 0.98855 | 0 | 4.3818 | 0 | 4.3586 | 0 | 0.037256 | 0.9494 | 1.0113 | 0.03577 | 0.03577
2018-08-11 | 6 | 9 | Summer: Off-Peak |  | 70 | Cooling | 0 | 1.0343 | 0.98855 | 0 | 4.3818 | 0 | 4.3586 | 0 | 0.040605 | 0.84085 | 1.0113 | 0.034528 | 0.034528
2018-08-11 | 6 | 10 | Summer: Off-Peak |  | 73 | Cooling | 0 | 0.98112 | 0.98855 | 0 | #N/A | 0 | #N/A | 0 | 0.050301 | 0.74504 | 1.0113 | 0.037899 | 0.037899
2018-08-11 | 6 | 11 | Summer: Off-Peak |  | 75 | Cooling | 0 | 0.94956 | 0.98855 | 0 | #N/A | 0 | #N/A | 0 | 0.059881 | 0.72851 | 1.0113 | 0.044116 | 0.044116
2018-08-11 | 6 | 12 | Summer: Off-Peak |  | 77 | Cooling | 0 | 0.91648 | 0.98855 | 0 | #N/A | 0 | #N/A | 0 | 0.071953 | 0.75911 | 1.0113 | 0.055237 | 0.055237
2018-08-11 | 6 | 13 | Summer: Off-Peak |  | 79 | Cooling | 0 | 0.9004 | 0.98855 | 0 | #N/A | 0 | #N/A | 0 | 0.086518 | 0.79116 | 1.0113 | 0.069222 | 0.069222
2018-08-11 | 6 | 14 | Summer: Off-Peak |  | 79 | Cooling | 0 | 0.86033 | 0.98855 | 0 | #N/A | 0 | #N/A | 0 | 0.086518 | 0.84356 | 1.0113 | 0.073806 | 0.073806
2018-08-11 | 6 | 15 | Summer: Off-Peak |  | 81 | Cooling | 0 | 0.85755 | 0.98855 | 0 | #N/A | 0 | #N/A | 0 | 0.10358 | 0.96593 | 1.0113 | 0.10118 | 0.10118
2018-08-11 | 6 | 16 | Summer: Off-Peak |  | 81 | Cooling | 0 | 0.88345 | 0.98855 | 0 | #N/A | 0 | #N/A | 0 | 0.10358 | 1.1649 | 1.0113 | 0.12202 | 0.12202
2018-08-11 | 6 | 17 | Summer: Off-Peak |  | 79 | Cooling | 0 | 0.94026 | 0.98855 | 0 | #N/A | 0 | #N/A | 0 | 0.086518 | 1.3522 | 1.0113 | 0.11831 | 0.11831
2018-08-11 | 6 | 18 | Summer: Off-Peak |  | 75 | Cooling | 0 | 0.98182 | 0.98855 | 0 | #N/A | 0 | #N/A | 0 | 0.059881 | 1.5599 | 1.0113 | 0.094462 | 0.094462
2018-08-11 | 6 | 19 | Summer: Off-Peak |  | 72 | Cooling | 0 | 0.98419 | 0.98855 | 0 | #N/A | 0 | #N/A | 0 | 0.046446 | 1.6764 | 1.0113 | 0.078741 | 0.078741
2018-08-11 | 6 | 20 | Summer: Off-Peak |  | 66 | Cooling | 0 | 0.97072 | 0.98855 | 0 | 4.3818 | 0 | 4.3586 | 0 | 0.0364 | 1.5244 | 1.0113 | 0.056113 | 0.056113
2018-08-11 | 6 | 21 | Summer: Off-Peak |  | 66 | Cooling | 0 | 0.95751 | 0.98855 | 0 | 4.3818 | 0 | 4.3586 | 0 | 0.0364 | 1.4449 | 1.0113 | 0.053187 | 0.053187
2018-08-11 | 6 | 22 | Summer: Off-Peak |  | 64 | Cooling | 0 | 0.94265 | 0.98855 | 0 | 4.3818 | 0 | 4.3586 | 0 | 0.038036 | 1.2427 | 1.0113 | 0.047802 | 0.047802
2018-08-11 | 6 | 23 | Summer: Off-Peak |  | 64 | Cooling | 0 | 0.94451 | 0.98855 | 0 | 4.3818 | 0 | 4.3586 | 0 | 0.038036 | 1.0298 | 1.0113 | 0.03961 | 0.03961
2018-08-12 | 7 | 0 | Summer: Off-Peak |  | 64 | Cooling | 0 | 0.97482 | 0.93761 | 0 | 4.3818 | 0 | 4.3586 | 0 | 0.038036 | 0.90669 | 1.0096 | 0.034819 | 0.034819
2018-08-12 | 7 | 1 | Summer: Off-Peak |  | 63 | Cooling | 0 | 1.0122 | 0.93761 | 0 | 4.3818 | 0 | 4.3586 | 0 | 0.039789 | 0.81803 | 1.0096 | 0.032862 | 0.032862
2018-08-12 | 7 | 2 | Summer: Off-Peak |  | 63 | Cooling | 0 | 1.051 | 0.93761 | 0 | 4.3818 | 0 | 4.3586 | 0 | 0.039789 | 0.74508 | 1.0096 | 0.029931 | 0.029931
2018-08-12 | 7 | 3 | Summer: Off-Peak |  | 63 | Cooling | 0 | 1.0924 | 0.93761 | 0 | 4.3818 | 0 | 4.3586 | 0 | 0.039789 | 0.69159 | 1.0096 | 0.027783 | 0.027783
2018-08-12 | 7 | 4 | Summer: Off-Peak |  | 63 | Cooling | 0 | 1.1348 | 0.93761 | 0 | 4.3818 | 0 | 4.3586 | 0 | 0.039789 | 0.64739 | 1.0096 | 0.026007 | 0.026007
2018-08-12 | 7 | 5 | Summer: Off-Peak |  | 61 | Cooling | 0 | 1.1636 | 0.93761 | 0 | 4.3818 | 0 | 4.3586 | 0 | 0.045165 | 0.7214 | 1.0096 | 0.032895 | 0.032895
2018-08-12 | 7 | 6 | Summer: Off-Peak |  | 63 | Cooling | 0 | 1.2084 | 0.93761 | 0 | 4.3818 | 0 | 4.3586 | 0 | 0.039789 | 0.87787 | 1.0096 | 0.035266 | 0.035266
2018-08-12 | 7 | 7 | Summer: Off-Peak |  | 64 | Cooling | 0 | 1.1637 | 0.93761 | 0 | 4.3818 | 0 | 4.3586 | 0 | 0.038036 | 0.97331 | 1.0096 | 0.037378 | 0.037378
2018-08-12 | 7 | 8 | Summer: Off-Peak |  | 70 | Cooling | 0 | 1.0942 | 0.93761 | 0 | 4.3818 | 0 | 4.3586 | 0 | 0.040605 | 0.9494 | 1.0096 | 0.038921 | 0.038921
2018-08-12 | 7 | 9 | Summer: Off-Peak |  | 72 | Cooling | 0 | 1.0343 | 0.93761 | 0 | #N/A | 0 | #N/A | 0 | 0.046446 | 0.84085 | 1.0096 | 0.039429 | 0.039429
2018-08-12 | 7 | 10 | Summer: Off-Peak |  | 72 | Cooling | 0 | 0.98112 | 0.93761 | 0 | #N/A | 0 | #N/A | 0 | 0.046446 | 0.74504 | 1.0096 | 0.034937 | 0.034937
2018-08-12 | 7 | 11 | Summer: Off-Peak |  | 75 | Cooling | 0 | 0.94956 | 0.93761 | 0 | #N/A | 0 | #N/A | 0 | 0.059881 | 0.72851 | 1.0096 | 0.044043 | 0.044043
2018-08-12 | 7 | 12 | Summer: Off-Peak |  | 75 | Cooling | 0 | 0.91648 | 0.93761 | 0 | #N/A | 0 | #N/A | 0 | 0.059881 | 0.75911 | 1.0096 | 0.045893 | 0.045893
2018-08-12 | 7 | 13 | Summer: Off-Peak |  | 77 | Cooling | 0 | 0.9004 | 0.93761 | 0 | #N/A | 0 | #N/A | 0 | 0.071953 | 0.79116 | 1.0096 | 0.057474 | 0.057474
2018-08-12 | 7 | 14 | Summer: Off-Peak |  | 75 | Cooling | 0 | 0.86033 | 0.93761 | 0 | #N/A | 0 | #N/A | 0 | 0.059881 | 0.84356 | 1.0096 | 0.050999 | 0.050999
2018-08-12 | 7 | 15 | Summer: Off-Peak |  | 72 | Cooling | 0 | 0.85755 | 0.93761 | 0 | #N/A | 0 | #N/A | 0 | 0.046446 | 0.96593 | 1.0096 | 0.045295 | 0.045295
2018-08-12 | 7 | 16 | Summer: Off-Peak |  | 72 | Cooling | 0 | 0.88345 | 0.93761 | 0 | #N/A | 0 | #N/A | 0 | 0.046446 | 1.1649 | 1.0096 | 0.054627 | 0.054627
2018-08-12 | 7 | 17 | Summer: Off-Peak |  | 70 | Cooling | 0 | 0.94026 | 0.93761 | 0 | 4.3818 | 0 | 4.3586 | 0 | 0.040605 | 1.3522 | 1.0096 | 0.055432 | 0.055432
2018-08-12 | 7 | 18 | Summer: Off-Peak |  | 70 | Cooling | 0 | 0.98182 | 0.93761 | 0 | 4.3818 | 0 | 4.3586 | 0 | 0.040605 | 1.5599 | 1.0096 | 0.063948 | 0.063948
2018-08-12 | 7 | 19 | Summer: Off-Peak |  | 70 | Cooling | 0 | 0.98419 | 0.93761 | 0 | 4.3818 | 0 | 4.3586 | 0 | 0.040605 | 1.6764 | 1.0096 | 0.068725 | 0.068725
2018-08-12 | 7 | 20 | Summer: Off-Peak |  | 68 | Cooling | 0 | 0.97072 | 0.93761 | 0 | 4.3818 | 0 | 4.3586 | 0 | 0.037256 | 1.5244 | 1.0096 | 0.057338 | 0.057338
2018-08-12 | 7 | 21 | Summer: Off-Peak |  | 68 | Cooling | 0 | 0.95751 | 0.93761 | 0 | 4.3818 | 0 | 4.3586 | 0 | 0.037256 | 1.4449 | 1.0096 | 0.054348 | 0.054348
2018-08-12 | 7 | 22 | Summer: Off-Peak |  | 66 | Cooling | 0 | 0.94265 | 0.93761 | 0 | 4.3818 | 0 | 4.3586 | 0 | 0.0364 | 1.2427 | 1.0096 | 0.04567 | 0.04567
2018-08-12 | 7 | 23 | Summer: Off-Peak |  | 66 | Cooling | 0 | 0.94451 | 0.93761 | 0 | 4.3818 | 0 | 4.3586 | 0 | 0.0364 | 1.0298 | 1.0096 | 0.037844 | 0.037844
2018-08-13 | 1 | 0 | Summer: Off-Peak |  | 64 | Cooling | 0 | 0.97482 | 1.0177 | 0 | 4.3818 | 0 | 4.3586 | 0 | 0.038036 | 0.90669 | 0.9441 | 0.032559 | 0.032559
2018-08-13 | 1 | 1 | Summer: Off-Peak |  | 64 | Cooling | 0 | 1.0122 | 1.0177 | 0 | 4.3818 | 0 | 4.3586 | 0 | 0.038036 | 0.81803 | 0.9441 | 0.029376 | 0.029376
2018-08-13 | 1 | 2 | Summer: Off-Peak |  | 64 | Cooling | 0 | 1.051 | 1.0177 | 0 | 4.3818 | 0 | 4.3586 | 0 | 0.038036 | 0.74508 | 0.9441 | 0.026756 | 0.026756
2018-08-13 | 1 | 3 | Summer: Off-Peak |  | 64 | Cooling | 0 | 1.0924 | 1.0177 | 0 | 4.3818 | 0 | 4.3586 | 0 | 0.038036 | 0.69159 | 0.9441 | 0.024835 | 0.024835
2018-08-13 | 1 | 4 | Summer: Off-Peak |  | 64 | Cooling | 0 | 1.1348 | 1.0177 | 0 | 4.3818 | 0 | 4.3586 | 0 | 0.038036 | 0.64739 | 0.9441 | 0.023248 | 0.023248
2018-08-13 | 1 | 5 | Summer: Off-Peak |  | 63 | Cooling | 0 | 1.1636 | 1.0177 | 0 | 4.3818 | 0 | 4.3586 | 0 | 0.039789 | 0.7214 | 0.9441 | 0.027099 | 0.027099
2018-08-13 | 1 | 6 | Summer: Off-Peak |  | 64 | Cooling | 0 | 1.2084 | 1.0177 | 0 | 4.3818 | 0 | 4.3586 | 0 | 0.038036 | 0.87787 | 0.9441 | 0.031525 | 0.031525
2018-08-13 | 1 | 7 | Summer: On-Peak |  | 66 | Cooling | 0 | 1.1637 | 1.0177 | 0 | 4.3818 | 0 | 4.3586 | 0 | 0.0364 | 0.97331 | 0.9441 | 0.033448 | 0.033448
2018-08-13 | 1 | 8 | Summer: On-Peak |  | 68 | Cooling | 0 | 1.0942 | 1.0177 | 0 | 4.3818 | 0 | 4.3586 | 0 | 0.037256 | 0.9494 | 0.9441 | 0.033394 | 0.033394
2018-08-13 | 1 | 9 | Summer: On-Peak |  | 70 | Cooling | 0 | 1.0343 | 1.0177 | 0 | 4.3818 | 0 | 4.3586 | 0 | 0.040605 | 0.84085 | 0.9441 | 0.032234 | 0.032234
2018-08-13 | 1 | 10 | Summer: On-Peak |  | 73 | Cooling | 0 | 0.98112 | 1.0177 | 0 | #N/A | 0 | #N/A | 0 | 0.050301 | 0.74504 | 0.9441 | 0.035381 | 0.035381
2018-08-13 | 1 | 11 | Summer: On-Peak |  | 75 | Cooling | 0 | 0.94956 | 1.0177 | 0 | #N/A | 0 | #N/A | 0 | 0.059881 | 0.72851 | 0.9441 | 0.041185 | 0.041185
2018-08-13 | 1 | 12 | Summer: On-Peak |  | 75 | Cooling | 0 | 0.91648 | 1.0177 | 0 | #N/A | 0 | #N/A | 0 | 0.059881 | 0.75911 | 0.9441 | 0.042915 | 0.042915
2018-08-13 | 1 | 13 | Summer: On-Peak | Summer | 75 | Cooling | 0 | 0.9004 | 1.0177 | 0 | #N/A | 0 | #N/A | 0 | 0.059881 | 0.79116 | 0.9441 | 0.044727 | 0.044727
2018-08-13 | 1 | 14 | Summer: On-Peak | Summer | 77 | Cooling | 0 | 0.86033 | 1.0177 | 0 | #N/A | 0 | #N/A | 0 | 0.071953 | 0.84356 | 0.9441 | 0.057303 | 0.057303
2018-08-13 | 1 | 15 | Summer: On-Peak | Summer | 79 | Cooling | 0 | 0.85755 | 1.0177 | 0 | #N/A | 0 | #N/A | 0 | 0.086518 | 0.96593 | 0.9441 | 0.078898 | 0.078898
2018-08-13 | 1 | 16 | Summer: On-Peak | Summer | 79 | Cooling | 0 | 0.88345 | 1.0177 | 0 | #N/A | 0 | #N/A | 0 | 0.086518 | 1.1649 | 0.9441 | 0.095154 | 0.095154
2018-08-13 | 1 | 17 | Summer: On-Peak |  | 77 | Cooling | 0 | 0.94026 | 1.0177 | 0 | #N/A | 0 | #N/A | 0 | 0.071953 | 1.3522 | 0.9441 | 0.091853 | 0.091853
2018-08-13 | 1 | 18 | Summer: On-Peak |  | 73 | Cooling | 0 | 0.98182 | 1.0177 | 0 | #N/A | 0 | #N/A | 0 | 0.050301 | 1.5599 | 0.9441 | 0.074078 | 0.074078
2018-08-13 | 1 | 19 | Summer: On-Peak |  | 72 | Cooling | 0 | 0.98419 | 1.0177 | 0 | #N/A | 0 | #N/A | 0 | 0.046446 | 1.6764 | 0.9441 | 0.07351 | 0.07351
2018-08-13 | 1 | 20 | Summer: On-Peak |  | 70 | Cooling | 0 | 0.97072 | 1.0177 | 0 | 4.3818 | 0 | 4.3586 | 0 | 0.040605 | 1.5244 | 0.9441 | 0.058436 | 0.058436
2018-08-13 | 1 | 21 | Summer: On-Peak |  | 68 | Cooling | 0 | 0.95751 | 1.0177 | 0 | 4.3818 | 0 | 4.3586 | 0 | 0.037256 | 1.4449 | 0.9441 | 0.050821 | 0.050821
2018-08-13 | 1 | 22 | Summer: On-Peak |  | 66 | Cooling | 0 | 0.94265 | 1.0177 | 0 | 4.3818 | 0 | 4.3586 | 0 | 0.0364 | 1.2427 | 0.9441 | 0.042706 | 0.042706
2018-08-13 | 1 | 23 | Summer: Off-Peak |  | 66 | Cooling | 0 | 0.94451 | 1.0177 | 0 | 4.3818 | 0 | 4.3586 | 0 | 0.0364 | 1.0298 | 0.9441 | 0.035388 | 0.035388
2018-08-14 | 2 | 0 | Summer: Off-Peak |  | 66 | Cooling | 0 | 0.97482 | 1.02 | 0 | 4.3818 | 0 | 4.3586 | 0 | 0.0364 | 0.90669 | 0.83669 | 0.027613 | 0.027613
2018-08-14 | 2 | 1 | Summer: Off-Peak |  | 64 | Cooling | 0 | 1.0122 | 1.02 | 0 | 4.3818 | 0 | 4.3586 | 0 | 0.038036 | 0.81803 | 0.83669 | 0.026034 | 0.026034
2018-08-14 | 2 | 2 | Summer: Off-Peak |  | 63 | Cooling | 0 | 1.051 | 1.02 | 0 | 4.3818 | 0 | 4.3586 | 0 | 0.039789 | 0.74508 | 0.83669 | 0.024804 | 0.024804
2018-08-14 | 2 | 3 | Summer: Off-Peak |  | 61 | Cooling | 0 | 1.0924 | 1.02 | 0 | 4.3818 | 0 | 4.3586 | 0 | 0.045165 | 0.69159 | 0.83669 | 0.026134 | 0.026134
2018-08-14 | 2 | 4 | Summer: Off-Peak |  | 61 | Cooling | 0 | 1.1348 | 1.02 | 0 | 4.3818 | 0 | 4.3586 | 0 | 0.045165 | 0.64739 | 0.83669 | 0.024464 | 0.024464
2018-08-14 | 2 | 5 | Summer: Off-Peak |  | 59 | Cooling | 0 | 1.1636 | 1.02 | 0 | 4.3182 | 0 | 4.2356 | 0 | 0.025 | 0.7214 | 0.83669 | 0.01509 | 0.01509
2018-08-14 | 2 | 6 | Summer: Off-Peak |  | 61 | Cooling | 0 | 1.2084 | 1.02 | 0 | 4.3818 | 0 | 4.3586 | 0 | 0.045165 | 0.87787 | 0.83669 | 0.033173 | 0.033173
2018-08-14 | 2 | 7 | Summer: On-Peak |  | 64 | Cooling | 0 | 1.1637 | 1.02 | 0 | 4.3818 | 0 | 4.3586 | 0 | 0.038036 | 0.97331 | 0.83669 | 0.030975 | 0.030975
2018-08-14 | 2 | 8 | Summer: On-Peak |  | 66 | Cooling | 0 | 1.0942 | 1.02 | 0 | 4.3818 | 0 | 4.3586 | 0 | 0.0364 | 0.9494 | 0.83669 | 0.028914 | 0.028914
2018-08-14 | 2 | 9 | Summer: On-Peak |  | 72 | Cooling | 0 | 1.0343 | 1.02 | 0 | #N/A | 0 | #N/A | 0 | 0.046446 | 0.84085 | 0.83669 | 0.032676 | 0.032676
2018-08-14 | 2 | 10 | Summer: On-Peak |  | 73 | Cooling | 0 | 0.98112 | 1.02 | 0 | #N/A | 0 | #N/A | 0 | 0.050301 | 0.74504 | 0.83669 | 0.031356 | 0.031356
2018-08-14 | 2 | 11 | Summer: On-Peak |  | 75 | Cooling | 0 | 0.94956 | 1.02 | 0 | #N/A | 0 | #N/A | 0 | 0.059881 | 0.72851 | 0.83669 | 0.036499 | 0.036499
2018-08-14 | 2 | 12 | Summer: On-Peak |  | 77 | Cooling | 0 | 0.91648 | 1.02 | 0 | #N/A | 0 | #N/A | 0 | 0.071953 | 0.75911 | 0.83669 | 0.0457 | 0.0457
2018-08-14 | 2 | 13 | Summer: On-Peak | Summer | 79 | Cooling | 0 | 0.9004 | 1.02 | 0 | #N/A | 0 | #N/A | 0 | 0.086518 | 0.79116 | 0.83669 | 0.057271 | 0.057271
2018-08-14 | 2 | 14 | Summer: On-Peak | Summer | 79 | Cooling | 0 | 0.86033 | 1.02 | 0 | #N/A | 0 | #N/A | 0 | 0.086518 | 0.84356 | 0.83669 | 0.061063 | 0.061063
2018-08-14 | 2 | 15 | Summer: On-Peak | Summer | 77 | Cooling | 0 | 0.85755 | 1.02 | 0 | #N/A | 0 | #N/A | 0 | 0.071953 | 0.96593 | 0.83669 | 0.058151 | 0.058151
2018-08-14 | 2 | 16 | Summer: On-Peak | Summer | 79 | Cooling | 0 | 0.88345 | 1.02 | 0 | #N/A | 0 | #N/A | 0 | 0.086518 | 1.1649 | 0.83669 | 0.084327 | 0.084327
2018-08-14 | 2 | 17 | Summer: On-Peak |  | 77 | Cooling | 0 | 0.94026 | 1.02 | 0 | #N/A | 0 | #N/A | 0 | 0.071953 | 1.3522 | 0.83669 | 0.081402 | 0.081402
2018-08-14 | 2 | 18 | Summer: On-Peak |  | 73 | Cooling | 0 | 0.98182 | 1.02 | 0 | #N/A | 0 | #N/A | 0 | 0.050301 | 1.5599 | 0.83669 | 0.06565 | 0.06565
2018-08-14 | 2 | 19 | Summer: On-Peak |  | 72 | Cooling | 0 | 0.98419 | 1.02 | 0 | #N/A | 0 | #N/A | 0 | 0.046446 | 1.6764 | 0.83669 | 0.065146 | 0.065146
2018-08-14 | 2 | 20 | Summer: On-Peak |  | 70 | Cooling | 0 | 0.97072 | 1.02 | 0 | 4.3818 | 0 | 4.3586 | 0 | 0.040605 | 1.5244 | 0.83669 | 0.051788 | 0.051788
2018-08-14 | 2 | 21 | Summer: On-Peak |  | 66 | Cooling | 0 | 0.95751 | 1.02 | 0 | 4.3818 | 0 | 4.3586 | 0 | 0.0364 | 1.4449 | 0.83669 | 0.044004 | 0.044004
2018-08-14 | 2 | 22 | Summer: On-Peak |  | 66 | Cooling | 0 | 0.94265 | 1.02 | 0 | 4.3818 | 0 | 4.3586 | 0 | 0.0364 | 1.2427 | 0.83669 | 0.037847 | 0.037847
2018-08-14 | 2 | 23 | Summer: Off-Peak |  | 64 | Cooling | 0 | 0.94451 | 1.02 | 0 | 4.3818 | 0 | 4.3586 | 0 | 0.038036 | 1.0298 | 0.83669 | 0.032771 | 0.032771
2018-08-15 | 3 | 0 | Summer: Off-Peak |  | 63 | Cooling | 0 | 0.97482 | 1.0263 | 0 | 4.3818 | 0 | 4.3586 | 0 | 0.039789 | 0.90669 | 0.94211 | 0.033988 | 0.033988
2018-08-15 | 3 | 1 | Summer: Off-Peak |  | 63 | Cooling | 0 | 1.0122 | 1.0263 | 0 | 4.3818 | 0 | 4.3586 | 0 | 0.039789 | 0.81803 | 0.94211 | 0.030665 | 0.030665
2018-08-15 | 3 | 2 | Summer: Off-Peak |  | 63 | Cooling | 0 | 1.051 | 1.0263 | 0 | 4.3818 | 0 | 4.3586 | 0 | 0.039789 | 0.74508 | 0.94211 | 0.02793 | 0.02793
2018-08-15 | 3 | 3 | Summer: Off-Peak |  | 63 | Cooling | 0 | 1.0924 | 1.0263 | 0 | 4.3818 | 0 | 4.3586 | 0 | 0.039789 | 0.69159 | 0.94211 | 0.025925 | 0.025925
2018-08-15 | 3 | 4 | Summer: Off-Peak |  | 63 | Cooling | 0 | 1.1348 | 1.0263 | 0 | 4.3818 | 0 | 4.3586 | 0 | 0.039789 | 0.64739 | 0.94211 | 0.024268 | 0.024268
2018-08-15 | 3 | 5 | Summer: Off-Peak |  | 61 | Cooling | 0 | 1.1636 | 1.0263 | 0 | 4.3818 | 0 | 4.3586 | 0 | 0.045165 | 0.7214 | 0.94211 | 0.030695 | 0.030695
2018-08-15 | 3 | 6 | Summer: Off-Peak |  | 63 | Cooling | 0 | 1.2084 | 1.0263 | 0 | 4.3818 | 0 | 4.3586 | 0 | 0.039789 | 0.87787 | 0.94211 | 0.032908 | 0.032908
2018-08-15 | 3 | 7 | Summer: On-Peak |  | 64 | Cooling | 0 | 1.1637 | 1.0263 | 0 | 4.3818 | 0 | 4.3586 | 0 | 0.038036 | 0.97331 | 0.94211 | 0.034878 | 0.034878
2018-08-15 | 3 | 8 | Summer: On-Peak |  | 64 | Cooling | 0 | 1.0942 | 1.0263 | 0 | 4.3818 | 0 | 4.3586 | 0 | 0.038036 | 0.9494 | 0.94211 | 0.034021 | 0.034021
2018-08-15 | 3 | 9 | Summer: On-Peak |  | 68 | Cooling | 0 | 1.0343 | 1.0263 | 0 | 4.3818 | 0 | 4.3586 | 0 | 0.037256 | 0.84085 | 0.94211 | 0.029513 | 0.029513
2018-08-15 | 3 | 10 | Summer: On-Peak |  | 70 | Cooling | 0 | 0.98112 | 1.0263 | 0 | 4.3818 | 0 | 4.3586 | 0 | 0.040605 | 0.74504 | 0.94211 | 0.028501 | 0.028501
2018-08-15 | 3 | 11 | Summer: On-Peak |  | 70 | Cooling | 0 | 0.94956 | 1.0263 | 0 | 4.3818 | 0 | 4.3586 | 0 | 0.040605 | 0.72851 | 0.94211 | 0.027868 | 0.027868
2018-08-15 | 3 | 12 | Summer: On-Peak |  | 72 | Cooling | 0 | 0.91648 | 1.0263 | 0 | #N/A | 0 | #N/A | 0 | 0.046446 | 0.75911 | 0.94211 | 0.033216 | 0.033216
2018-08-15 | 3 | 13 | Summer: On-Peak | Summer | 72 | Cooling | 0 | 0.9004 | 1.0263 | 0 | #N/A | 0 | #N/A | 0 | 0.046446 | 0.79116 | 0.94211 | 0.034619 | 0.034619
2018-08-15 | 3 | 14 | Summer: On-Peak | Summer | 72 | Cooling | 0 | 0.86033 | 1.0263 | 0 | #N/A | 0 | #N/A | 0 | 0.046446 | 0.84356 | 0.94211 | 0.036911 | 0.036911
2018-08-15 | 3 | 15 | Summer: On-Peak | Summer | 73 | Cooling | 0 | 0.85755 | 1.0263 | 0 | #N/A | 0 | #N/A | 0 | 0.050301 | 0.96593 | 0.94211 | 0.045774 | 0.045774
2018-08-15 | 3 | 16 | Summer: On-Peak | Summer | 72 | Cooling | 0 | 0.88345 | 1.0263 | 0 | #N/A | 0 | #N/A | 0 | 0.046446 | 1.1649 | 0.94211 | 0.050974 | 0.050974
2018-08-15 | 3 | 17 | Summer: On-Peak |  | 70 | Cooling | 0 | 0.94026 | 1.0263 | 0 | 4.3818 | 0 | 4.3586 | 0 | 0.040605 | 1.3522 | 0.94211 | 0.051725 | 0.051725
2018-08-15 | 3 | 18 | Summer: On-Peak |  | 70 | Cooling | 0 | 0.98182 | 1.0263 | 0 | 4.3818 | 0 | 4.3586 | 0 | 0.040605 | 1.5599 | 0.94211 | 0.059672 | 0.059672
2018-08-15 | 3 | 19 | Summer: On-Peak |  | 66 | Cooling | 0 | 0.98419 | 1.0263 | 0 | 4.3818 | 0 | 4.3586 | 0 | 0.0364 | 1.6764 | 0.94211 | 0.057489 | 0.057489
2018-08-15 | 3 | 20 | Summer: On-Peak |  | 64 | Cooling | 0 | 0.97072 | 1.0263 | 0 | 4.3818 | 0 | 4.3586 | 0 | 0.038036 | 1.5244 | 0.94211 | 0.054625 | 0.054625
2018-08-15 | 3 | 21 | Summer: On-Peak |  | 64 | Cooling | 0 | 0.95751 | 1.0263 | 0 | 4.3818 | 0 | 4.3586 | 0 | 0.038036 | 1.4449 | 0.94211 | 0.051776 | 0.051776
2018-08-15 | 3 | 22 | Summer: On-Peak |  | 64 | Cooling | 0 | 0.94265 | 1.0263 | 0 | 4.3818 | 0 | 4.3586 | 0 | 0.038036 | 1.2427 | 0.94211 | 0.044532 | 0.044532
2018-08-15 | 3 | 23 | Summer: Off-Peak |  | 63 | Cooling | 0 | 0.94451 | 1.0263 | 0 | 4.3818 | 0 | 4.3586 | 0 | 0.039789 | 1.0298 | 0.94211 | 0.038601 | 0.038601
2018-08-16 | 4 | 0 | Summer: Off-Peak |  | 63 | Cooling | 0 | 0.97482 | 1.002 | 0 | 4.3818 | 0 | 4.3586 | 0 | 0.039789 | 0.90669 | 1.0706 | 0.038622 | 0.038622
2018-08-16 | 4 | 1 | Summer: Off-Peak |  | 64 | Cooling | 0 | 1.0122 | 1.002 | 0 | 4.3818 | 0 | 4.3586 | 0 | 0.038036 | 0.81803 | 1.0706 | 0.033311 | 0.033311
2018-08-16 | 4 | 2 | Summer: Off-Peak |  | 64 | Cooling | 0 | 1.051 | 1.002 | 0 | 4.3818 | 0 | 4.3586 | 0 | 0.038036 | 0.74508 | 1.0706 | 0.03034 | 0.03034
2018-08-16 | 4 | 3 | Summer: Off-Peak |  | 66 | Cooling | 0 | 1.0924 | 1.002 | 0 | 4.3818 | 0 | 4.3586 | 0 | 0.0364 | 0.69159 | 1.0706 | 0.02695 | 0.02695
2018-08-16 | 4 | 4 | Summer: Off-Peak |  | 66 | Cooling | 0 | 1.1348 | 1.002 | 0 | 4.3818 | 0 | 4.3586 | 0 | 0.0364 | 0.64739 | 1.0706 | 0.025228 | 0.025228
2018-08-16 | 4 | 5 | Summer: Off-Peak |  | 66 | Cooling | 0 | 1.1636 | 1.002 | 0 | 4.3818 | 0 | 4.3586 | 0 | 0.0364 | 0.7214 | 1.0706 | 0.028112 | 0.028112
2018-08-16 | 4 | 6 | Summer: Off-Peak |  | 66 | Cooling | 0 | 1.2084 | 1.002 | 0 | 4.3818 | 0 | 4.3586 | 0 | 0.0364 | 0.87787 | 1.0706 | 0.034209 | 0.034209
2018-08-16 | 4 | 7 | Summer: On-Peak |  | 68 | Cooling | 0 | 1.1637 | 1.002 | 0 | 4.3818 | 0 | 4.3586 | 0 | 0.037256 | 0.97331 | 1.0706 | 0.038821 | 0.038821
2018-08-16 | 4 | 8 | Summer: On-Peak |  | 70 | Cooling | 0 | 1.0942 | 1.002 | 0 | 4.3818 | 0 | 4.3586 | 0 | 0.040605 | 0.9494 | 1.0706 | 0.04127 | 0.04127
2018-08-16 | 4 | 9 | Summer: On-Peak |  | 70 | Cooling | 0 | 1.0343 | 1.002 | 0 | 4.3818 | 0 | 4.3586 | 0 | 0.040605 | 0.84085 | 1.0706 | 0.036552 | 0.036552
2018-08-16 | 4 | 10 | Summer: On-Peak |  | 72 | Cooling | 0 | 0.98112 | 1.002 | 0 | #N/A | 0 | #N/A | 0 | 0.046446 | 0.74504 | 1.0706 | 0.037046 | 0.037046
2018-08-16 | 4 | 11 | Summer: On-Peak |  | 73 | Cooling | 0 | 0.94956 | 1.002 | 0 | #N/A | 0 | #N/A | 0 | 0.050301 | 0.72851 | 1.0706 | 0.03923 | 0.03923
2018-08-16 | 4 | 12 | Summer: On-Peak |  | 70 | Cooling | 0 | 0.91648 | 1.002 | 0 | 4.3818 | 0 | 4.3586 | 0 | 0.040605 | 0.75911 | 1.0706 | 0.032998 | 0.032998
2018-08-16 | 4 | 13 | Summer: On-Peak | Summer | 73 | Cooling | 0 | 0.9004 | 1.002 | 0 | #N/A | 0 | #N/A | 0 | 0.050301 | 0.79116 | 1.0706 | 0.042604 | 0.042604
2018-08-16 | 4 | 14 | Summer: On-Peak | Summer | 75 | Cooling | 0 | 0.86033 | 1.002 | 0 | #N/A | 0 | #N/A | 0 | 0.059881 | 0.84356 | 1.0706 | 0.054077 | 0.054077
2018-08-16 | 4 | 15 | Summer: On-Peak | Summer | 79 | Cooling | 0 | 0.85755 | 1.002 | 0 | #N/A | 0 | #N/A | 0 | 0.086518 | 0.96593 | 1.0706 | 0.089467 | 0.089467
2018-08-16 | 4 | 16 | Summer: On-Peak | Summer | 81 | Cooling | 0 | 0.88345 | 1.002 | 0 | #N/A | 0 | #N/A | 0 | 0.10358 | 1.1649 | 1.0706 | 0.12917 | 0.12917
2018-08-16 | 4 | 17 | Summer: On-Peak |  | 79 | Cooling | 0 | 0.94026 | 1.002 | 0 | #N/A | 0 | #N/A | 0 | 0.086518 | 1.3522 | 1.0706 | 0.12524 | 0.12524
2018-08-16 | 4 | 18 | Summer: On-Peak |  | 77 | Cooling | 0 | 0.98182 | 1.002 | 0 | #N/A | 0 | #N/A | 0 | 0.071953 | 1.5599 | 1.0706 | 0.12016 | 0.12016
2018-08-16 | 4 | 19 | Summer: On-Peak |  | 75 | Cooling | 0 | 0.98419 | 1.002 | 0 | #N/A | 0 | #N/A | 0 | 0.059881 | 1.6764 | 1.0706 | 0.10747 | 0.10747
2018-08-16 | 4 | 20 | Summer: On-Peak |  | 70 | Cooling | 0 | 0.97072 | 1.002 | 0 | 4.3818 | 0 | 4.3586 | 0 | 0.040605 | 1.5244 | 1.0706 | 0.066264 | 0.066264
2018-08-16 | 4 | 21 | Summer: On-Peak |  | 66 | Cooling | 0 | 0.95751 | 1.002 | 0 | 4.3818 | 0 | 4.3586 | 0 | 0.0364 | 1.4449 | 1.0706 | 0.056304 | 0.056304
2018-08-16 | 4 | 22 | Summer: On-Peak |  | 64 | Cooling | 0 | 0.94265 | 1.002 | 0 | 4.3818 | 0 | 4.3586 | 0 | 0.038036 | 1.2427 | 1.0706 | 0.050604 | 0.050604
2018-08-16 | 4 | 23 | Summer: Off-Peak |  | 63 | Cooling | 0 | 0.94451 | 1.002 | 0 | 4.3818 | 0 | 4.3586 | 0 | 0.039789 | 1.0298 | 1.0706 | 0.043865 | 0.043865
2018-08-17 | 5 | 0 | Summer: Off-Peak |  | 61 | Cooling | 0 | 0.97482 | 1.0078 | 0 | 4.3818 | 0 | 4.3586 | 0 | 0.045165 | 0.90669 | 1.1856 | 0.048552 | 0.048552
2018-08-17 | 5 | 1 | Summer: Off-Peak |  | 61 | Cooling | 0 | 1.0122 | 1.0078 | 0 | 4.3818 | 0 | 4.3586 | 0 | 0.045165 | 0.81803 | 1.1856 | 0.043804 | 0.043804
2018-08-17 | 5 | 2 | Summer: Off-Peak |  | 61 | Cooling | 0 | 1.051 | 1.0078 | 0 | 4.3818 | 0 | 4.3586 | 0 | 0.045165 | 0.74508 | 1.1856 | 0.039898 | 0.039898
2018-08-17 | 5 | 3 | Summer: Off-Peak |  | 61 | Cooling | 0 | 1.0924 | 1.0078 | 0 | 4.3818 | 0 | 4.3586 | 0 | 0.045165 | 0.69159 | 1.1856 | 0.037034 | 0.037034
2018-08-17 | 5 | 4 | Summer: Off-Peak |  | 59 | Cooling | 0 | 1.1348 | 1.0078 | 0 | 4.3182 | 0 | 4.2356 | 0 | 0.025 | 0.64739 | 1.1856 | 0.019189 | 0.019189
2018-08-17 | 5 | 5 | Summer: Off-Peak |  | 59 | Cooling | 0 | 1.1636 | 1.0078 | 0 | 4.3182 | 0 | 4.2356 | 0 | 0.025 | 0.7214 | 1.1856 | 0.021383 | 0.021383
2018-08-17 | 5 | 6 | Summer: Off-Peak |  | 61 | Cooling | 0 | 1.2084 | 1.0078 | 0 | 4.3818 | 0 | 4.3586 | 0 | 0.045165 | 0.87787 | 1.1856 | 0.047009 | 0.047009
2018-08-17 | 5 | 7 | Summer: On-Peak |  | 64 | Cooling | 0 | 1.1637 | 1.0078 | 0 | 4.3818 | 0 | 4.3586 | 0 | 0.038036 | 0.97331 | 1.1856 | 0.043894 | 0.043894
2018-08-17 | 5 | 8 | Summer: On-Peak |  | 70 | Cooling | 0 | 1.0942 | 1.0078 | 0 | 4.3818 | 0 | 4.3586 | 0 | 0.040605 | 0.9494 | 1.1856 | 0.045706 | 0.045706
2018-08-17 | 5 | 9 | Summer: On-Peak |  | 73 | Cooling | 0 | 1.0343 | 1.0078 | 0 | #N/A | 0 | #N/A | 0 | 0.050301 | 0.84085 | 1.1856 | 0.050147 | 0.050147
2018-08-17 | 5 | 10 | Summer: On-Peak |  | 75 | Cooling | 0 | 0.98112 | 1.0078 | 0 | #N/A | 0 | #N/A | 0 | 0.059881 | 0.74504 | 1.1856 | 0.052895 | 0.052895
2018-08-17 | 5 | 11 | Summer: On-Peak |  | 75 | Cooling | 0 | 0.94956 | 1.0078 | 0 | #N/A | 0 | #N/A | 0 | 0.059881 | 0.72851 | 1.1856 | 0.051721 | 0.051721
2018-08-17 | 5 | 12 | Summer: On-Peak |  | 79 | Cooling | 0 | 0.91648 | 1.0078 | 0 | #N/A | 0 | #N/A | 0 | 0.086518 | 0.75911 | 1.1856 | 0.077868 | 0.077868
2018-08-17 | 5 | 13 | Summer: On-Peak | Summer | 77 | Cooling | 0 | 0.9004 | 1.0078 | 0 | #N/A | 0 | #N/A | 0 | 0.071953 | 0.79116 | 1.1856 | 0.067493 | 0.067493
2018-08-17 | 5 | 14 | Summer: On-Peak | Summer | 79 | Cooling | 0 | 0.86033 | 1.0078 | 0 | #N/A | 0 | #N/A | 0 | 0.086518 | 0.84356 | 1.1856 | 0.08653 | 0.08653
2018-08-17 | 5 | 15 | Summer: On-Peak | Summer | 81 | Cooling | 0 | 0.85755 | 1.0078 | 0 | #N/A | 0 | #N/A | 0 | 0.10358 | 0.96593 | 1.1856 | 0.11862 | 0.11862
2018-08-17 | 5 | 16 | Summer: On-Peak | Summer | 79 | Cooling | 0 | 0.88345 | 1.0078 | 0 | #N/A | 0 | #N/A | 0 | 0.086518 | 1.1649 | 1.1856 | 0.1195 | 0.1195
2018-08-17 | 5 | 17 | Summer: On-Peak |  | 79 | Cooling | 0 | 0.94026 | 1.0078 | 0 | #N/A | 0 | #N/A | 0 | 0.086518 | 1.3522 | 1.1856 | 0.1387 | 0.1387
2018-08-17 | 5 | 18 | Summer: On-Peak |  | 75 | Cooling | 0 | 0.98182 | 1.0078 | 0 | #N/A | 0 | #N/A | 0 | 0.059881 | 1.5599 | 1.1856 | 0.11075 | 0.11075
2018-08-17 | 5 | 19 | Summer: On-Peak |  | 72 | Cooling | 0 | 0.98419 | 1.0078 | 0 | #N/A | 0 | #N/A | 0 | 0.046446 | 1.6764 | 1.1856 | 0.092316 | 0.092316
2018-08-17 | 5 | 20 | Summer: On-Peak |  | 72 | Cooling | 0 | 0.97072 | 1.0078 | 0 | #N/A | 0 | #N/A | 0 | 0.046446 | 1.5244 | 1.1856 | 0.083943 | 0.083943
2018-08-17 | 5 | 21 | Summer: On-Peak |  | 68 | Cooling | 0 | 0.95751 | 1.0078 | 0 | 4.3818 | 0 | 4.3586 | 0 | 0.037256 | 1.4449 | 1.1856 | 0.063822 | 0.063822
2018-08-17 | 5 | 22 | Summer: On-Peak |  | 61 | Cooling | 0 | 0.94265 | 1.0078 | 0 | 4.3818 | 0 | 4.3586 | 0 | 0.045165 | 1.2427 | 1.1856 | 0.066545 | 0.066545
2018-08-17 | 5 | 23 | Summer: Off-Peak |  | 61 | Cooling | 0 | 0.94451 | 1.0078 | 0 | 4.3818 | 0 | 4.3586 | 0 | 0.045165 | 1.0298 | 1.1856 | 0.055142 | 0.055142
2018-08-18 | 6 | 0 | Summer: Off-Peak |  | 59 | Cooling | 0 | 0.97482 | 0.98855 | 0 | 4.3182 | 0 | 4.2356 | 0 | 0.025 | 0.90669 | 1.0113 | 0.022923 | 0.022923
2018-08-18 | 6 | 1 | Summer: Off-Peak |  | 59 | Cooling | 0 | 1.0122 | 0.98855 | 0 | 4.3182 | 0 | 4.2356 | 0 | 0.025 | 0.81803 | 1.0113 | 0.020682 | 0.020682
2018-08-18 | 6 | 2 | Summer: Off-Peak |  | 57 | Cooling | 0 | 1.051 | 0.98855 | 0 | 4.2531 | 0 | 4.112 | 0 | 0.025 | 0.74508 | 1.0113 | 0.018837 | 0.018837
2018-08-18 | 6 | 3 | Summer: Off-Peak |  | 57 | Cooling | 0 | 1.0924 | 0.98855 | 0 | 4.2531 | 0 | 4.112 | 0 | 0.025 | 0.69159 | 1.0113 | 0.017485 | 0.017485
2018-08-18 | 6 | 4 | Summer: Off-Peak |  | 57 | Cooling | 0 | 1.1348 | 0.98855 | 0 | 4.2531 | 0 | 4.112 | 0 | 0.025 | 0.64739 | 1.0113 | 0.016367 | 0.016367
2018-08-18 | 6 | 5 | Summer: Off-Peak |  | 57 | Cooling | 0 | 1.1636 | 0.98855 | 0 | 4.2531 | 0 | 4.112 | 0 | 0.025 | 0.7214 | 1.0113 | 0.018238 | 0.018238
2018-08-18 | 6 | 6 | Summer: Off-Peak |  | 59 | Cooling | 0 | 1.2084 | 0.98855 | 0 | 4.3182 | 0 | 4.2356 | 0 | 0.025 | 0.87787 | 1.0113 | 0.022195 | 0.022195
2018-08-18 | 6 | 7 | Summer: Off-Peak |  | 61 | Cooling | 0 | 1.1637 | 0.98855 | 0 | 4.3818 | 0 | 4.3586 | 0 | 0.045165 | 0.97331 | 1.0113 | 0.044456 | 0.044456
2018-08-18 | 6 | 8 | Summer: Off-Peak |  | 64 | Cooling | 0 | 1.0942 | 0.98855 | 0 | 4.3818 | 0 | 4.3586 | 0 | 0.038036 | 0.9494 | 1.0113 | 0.036519 | 0.036519
2018-08-18 | 6 | 9 | Summer: Off-Peak |  | 68 | Cooling | 0 | 1.0343 | 0.98855 | 0 | 4.3818 | 0 | 4.3586 | 0 | 0.037256 | 0.84085 | 1.0113 | 0.03168 | 0.03168
2018-08-18 | 6 | 10 | Summer: Off-Peak |  | 70 | Cooling | 0 | 0.98112 | 0.98855 | 0 | 4.3818 | 0 | 4.3586 | 0 | 0.040605 | 0.74504 | 1.0113 | 0.030594 | 0.030594
2018-08-18 | 6 | 11 | Summer: Off-Peak |  | 72 | Cooling | 0 | 0.94956 | 0.98855 | 0 | #N/A | 0 | #N/A | 0 | 0.046446 | 0.72851 | 1.0113 | 0.034218 | 0.034218
2018-08-18 | 6 | 12 | Summer: Off-Peak |  | 73 | Cooling | 0 | 0.91648 | 0.98855 | 0 | #N/A | 0 | #N/A | 0 | 0.050301 | 0.75911 | 1.0113 | 0.038615 | 0.038615
2018-08-18 | 6 | 13 | Summer: Off-Peak |  | 75 | Cooling | 0 | 0.9004 | 0.98855 | 0 | #N/A | 0 | #N/A | 0 | 0.059881 | 0.79116 | 1.0113 | 0.04791 | 0.04791
2018-08-18 | 6 | 14 | Summer: Off-Peak |  | 75 | Cooling | 0 | 0.86033 | 0.98855 | 0 | #N/A | 0 | #N/A | 0 | 0.059881 | 0.84356 | 1.0113 | 0.051083 | 0.051083
2018-08-18 | 6 | 15 | Summer: Off-Peak |  | 75 | Cooling | 0 | 0.85755 | 0.98855 | 0 | #N/A | 0 | #N/A | 0 | 0.059881 | 0.96593 | 1.0113 | 0.058493 | 0.058493
2018-08-18 | 6 | 16 | Summer: Off-Peak |  | 75 | Cooling | 0 | 0.88345 | 0.98855 | 0 | #N/A | 0 | #N/A | 0 | 0.059881 | 1.1649 | 1.0113 | 0.070545 | 0.070545
2018-08-18 | 6 | 17 | Summer: Off-Peak |  | 73 | Cooling | 0 | 0.94026 | 0.98855 | 0 | #N/A | 0 | #N/A | 0 | 0.050301 | 1.3522 | 1.0113 | 0.068782 | 0.068782
2018-08-18 | 6 | 18 | Summer: Off-Peak |  | 72 | Cooling | 0 | 0.98182 | 0.98855 | 0 | #N/A | 0 | #N/A | 0 | 0.046446 | 1.5599 | 1.0113 | 0.073268 | 0.073268
2018-08-18 | 6 | 19 | Summer: Off-Peak |  | 70 | Cooling | 0 | 0.98419 | 0.98855 | 0 | 4.3818 | 0 | 4.3586 | 0 | 0.040605 | 1.6764 | 1.0113 | 0.068839 | 0.068839
2018-08-18 | 6 | 20 | Summer: Off-Peak |  | 68 | Cooling | 0 | 0.97072 | 0.98855 | 0 | 4.3818 | 0 | 4.3586 | 0 | 0.037256 | 1.5244 | 1.0113 | 0.057433 | 0.057433
2018-08-18 | 6 | 21 | Summer: Off-Peak |  | 64 | Cooling | 0 | 0.95751 | 0.98855 | 0 | 4.3818 | 0 | 4.3586 | 0 | 0.038036 | 1.4449 | 1.0113 | 0.055578 | 0.055578
2018-08-18 | 6 | 22 | Summer: Off-Peak |  | 64 | Cooling | 0 | 0.94265 | 0.98855 | 0 | 4.3818 | 0 | 4.3586 | 0 | 0.038036 | 1.2427 | 1.0113 | 0.047802 | 0.047802
2018-08-18 | 6 | 23 | Summer: Off-Peak |  | 64 | Cooling | 0 | 0.94451 | 0.98855 | 0 | 4.3818 | 0 | 4.3586 | 0 | 0.038036 | 1.0298 | 1.0113 | 0.03961 | 0.03961
2018-08-19 | 7 | 0 | Summer: Off-Peak |  | 64 | Cooling | 0 | 0.97482 | 0.93761 | 0 | 4.3818 | 0 | 4.3586 | 0 | 0.038036 | 0.90669 | 1.0096 | 0.034819 | 0.034819
2018-08-19 | 7 | 1 | Summer: Off-Peak |  | 64 | Cooling | 0 | 1.0122 | 0.93761 | 0 | 4.3818 | 0 | 4.3586 | 0 | 0.038036 | 0.81803 | 1.0096 | 0.031415 | 0.031415
2018-08-19 | 7 | 2 | Summer: Off-Peak |  | 64 | Cooling | 0 | 1.051 | 0.93761 | 0 | 4.3818 | 0 | 4.3586 | 0 | 0.038036 | 0.74508 | 1.0096 | 0.028613 | 0.028613
2018-08-19 | 7 | 3 | Summer: Off-Peak |  | 63 | Cooling | 0 | 1.0924 | 0.93761 | 0 | 4.3818 | 0 | 4.3586 | 0 | 0.039789 | 0.69159 | 1.0096 | 0.027783 | 0.027783
2018-08-19 | 7 | 4 | Summer: Off-Peak |  | 63 | Cooling | 0 | 1.1348 | 0.93761 | 0 | 4.3818 | 0 | 4.3586 | 0 | 0.039789 | 0.64739 | 1.0096 | 0.026007 | 0.026007
2018-08-19 | 7 | 5 | Summer: Off-Peak |  | 61 | Cooling | 0 | 1.1636 | 0.93761 | 0 | 4.3818 | 0 | 4.3586 | 0 | 0.045165 | 0.7214 | 1.0096 | 0.032895 | 0.032895
2018-08-19 | 7 | 6 | Summer: Off-Peak |  | 61 | Cooling | 0 | 1.2084 | 0.93761 | 0 | 4.3818 | 0 | 4.3586 | 0 | 0.045165 | 0.87787 | 1.0096 | 0.04003 | 0.04003
2018-08-19 | 7 | 7 | Summer: Off-Peak |  | 64 | Cooling | 0 | 1.1637 | 0.93761 | 0 | 4.3818 | 0 | 4.3586 | 0 | 0.038036 | 0.97331 | 1.0096 | 0.037378 | 0.037378
2018-08-19 | 7 | 8 | Summer: Off-Peak |  | 70 | Cooling | 0 | 1.0942 | 0.93761 | 0 | 4.3818 | 0 | 4.3586 | 0 | 0.040605 | 0.9494 | 1.0096 | 0.038921 | 0.038921
2018-08-19 | 7 | 9 | Summer: Off-Peak |  | 73 | Cooling | 0 | 1.0343 | 0.93761 | 0 | #N/A | 0 | #N/A | 0 | 0.050301 | 0.84085 | 1.0096 | 0.042702 | 0.042702
2018-08-19 | 7 | 10 | Summer: Off-Peak |  | 75 | Cooling | 0 | 0.98112 | 0.93761 | 0 | #N/A | 0 | #N/A | 0 | 0.059881 | 0.74504 | 1.0096 | 0.045043 | 0.045043
2018-08-19 | 7 | 11 | Summer: Off-Peak |  | 79 | Cooling | 0 | 0.94956 | 0.93761 | 0 | #N/A | 0 | #N/A | 0 | 0.086518 | 0.72851 | 1.0096 | 0.063635 | 0.063635
2018-08-19 | 7 | 12 | Summer: Off-Peak |  | 79 | Cooling | 0 | 0.91648 | 0.93761 | 0 | #N/A | 0 | #N/A | 0 | 0.086518 | 0.75911 | 1.0096 | 0.066308 | 0.066308
2018-08-19 | 7 | 13 | Summer: Off-Peak |  | 81 | Cooling | 0 | 0.9004 | 0.93761 | 0 | #N/A | 0 | #N/A | 0 | 0.10358 | 0.79116 | 1.0096 | 0.082733 | 0.082733
2018-08-19 | 7 | 14 | Summer: Off-Peak |  | 81 | Cooling | 0 | 0.86033 | 0.93761 | 0 | #N/A | 0 | #N/A | 0 | 0.10358 | 0.84356 | 1.0096 | 0.088212 | 0.088212
2018-08-19 | 7 | 15 | Summer: Off-Peak |  | 81 | Cooling | 0 | 0.85755 | 0.93761 | 0 | #N/A | 0 | #N/A | 0 | 0.10358 | 0.96593 | 1.0096 | 0.10101 | 0.10101
2018-08-19 | 7 | 16 | Summer: Off-Peak |  | 81 | Cooling | 0 | 0.88345 | 0.93761 | 0 | #N/A | 0 | #N/A | 0 | 0.10358 | 1.1649 | 1.0096 | 0.12182 | 0.12182
2018-08-19 | 7 | 17 | Summer: Off-Peak |  | 79 | Cooling | 0 | 0.94026 | 0.93761 | 0 | #N/A | 0 | #N/A | 0 | 0.086518 | 1.3522 | 1.0096 | 0.11811 | 0.11811
2018-08-19 | 7 | 18 | Summer: Off-Peak |  | 77 | Cooling | 0 | 0.98182 | 0.93761 | 0 | #N/A | 0 | #N/A | 0 | 0.071953 | 1.5599 | 1.0096 | 0.11332 | 0.11332
2018-08-19 | 7 | 19 | Summer: Off-Peak |  | 75 | Cooling | 0 | 0.98419 | 0.93761 | 0 | #N/A | 0 | #N/A | 0 | 0.059881 | 1.6764 | 1.0096 | 0.10135 | 0.10135
2018-08-19 | 7 | 20 | Summer: Off-Peak |  | 75 | Cooling | 0 | 0.97072 | 0.93761 | 0 | #N/A | 0 | #N/A | 0 | 0.059881 | 1.5244 | 1.0096 | 0.092158 | 0.092158
2018-08-19 | 7 | 21 | Summer: Off-Peak |  | 73 | Cooling | 0 | 0.95751 | 0.93761 | 0 | #N/A | 0 | #N/A | 0 | 0.050301 | 1.4449 | 1.0096 | 0.073377 | 0.073377
2018-08-19 | 7 | 22 | Summer: Off-Peak |  | 70 | Cooling | 0 | 0.94265 | 0.93761 | 0 | 4.3818 | 0 | 4.3586 | 0 | 0.040605 | 1.2427 | 1.0096 | 0.050945 | 0.050945
2018-08-19 | 7 | 23 | Summer: Off-Peak |  | 72 | Cooling | 0 | 0.94451 | 0.93761 | 0 | #N/A | 0 | #N/A | 0 | 0.046446 | 1.0298 | 1.0096 | 0.048288 | 0.048288
2018-08-20 | 1 | 0 | Summer: Off-Peak |  | 68 | Cooling | 0 | 0.97482 | 1.0177 | 0 | 4.3818 | 0 | 4.3586 | 0 | 0.037256 | 0.90669 | 0.9441 | 0.031891 | 0.031891
2018-08-20 | 1 | 1 | Summer: Off-Peak |  | 64 | Cooling | 0 | 1.0122 | 1.0177 | 0 | 4.3818 | 0 | 4.3586 | 0 | 0.038036 | 0.81803 | 0.9441 | 0.029376 | 0.029376
2018-08-20 | 1 | 2 | Summer: Off-Peak |  | 63 | Cooling | 0 | 1.051 | 1.0177 | 0 | 4.3818 | 0 | 4.3586 | 0 | 0.039789 | 0.74508 | 0.9441 | 0.027989 | 0.027989
2018-08-20 | 1 | 3 | Summer: Off-Peak |  | 64 | Cooling | 0 | 1.0924 | 1.0177 | 0 | 4.3818 | 0 | 4.3586 | 0 | 0.038036 | 0.69159 | 0.9441 | 0.024835 | 0.024835
2018-08-20 | 1 | 4 | Summer: Off-Peak |  | 63 | Cooling | 0 | 1.1348 | 1.0177 | 0 | 4.3818 | 0 | 4.3586 | 0 | 0.039789 | 0.64739 | 0.9441 | 0.024319 | 0.024319
2018-08-20 | 1 | 5 | Summer: Off-Peak |  | 61 | Cooling | 0 | 1.1636 | 1.0177 | 0 | 4.3818 | 0 | 4.3586 | 0 | 0.045165 | 0.7214 | 0.9441 | 0.03076 | 0.03076
2018-08-20 | 1 | 6 | Summer: Off-Peak |  | 61 | Cooling | 0 | 1.2084 | 1.0177 | 0 | 4.3818 | 0 | 4.3586 | 0 | 0.045165 | 0.87787 | 0.9441 | 0.037432 | 0.037432
2018-08-20 | 1 | 7 | Summer: On-Peak |  | 63 | Cooling | 0 | 1.1637 | 1.0177 | 0 | 4.3818 | 0 | 4.3586 | 0 | 0.039789 | 0.97331 | 0.9441 | 0.036563 | 0.036563
2018-08-20 | 1 | 8 | Summer: On-Peak |  | 63 | Cooling | 0 | 1.0942 | 1.0177 | 0 | 4.3818 | 0 | 4.3586 | 0 | 0.039789 | 0.9494 | 0.9441 | 0.035664 | 0.035664
2018-08-20 | 1 | 9 | Summer: On-Peak |  | 64 | Cooling | 0 | 1.0343 | 1.0177 | 0 | 4.3818 | 0 | 4.3586 | 0 | 0.038036 | 0.84085 | 0.9441 | 0.030195 | 0.030195
2018-08-20 | 1 | 10 | Summer: On-Peak |  | 64 | Cooling | 0 | 0.98112 | 1.0177 | 0 | 4.3818 | 0 | 4.3586 | 0 | 0.038036 | 0.74504 | 0.9441 | 0.026755 | 0.026755
2018-08-20 | 1 | 11 | Summer: On-Peak |  | 64 | Cooling | 0 | 0.94956 | 1.0177 | 0 | 4.3818 | 0 | 4.3586 | 0 | 0.038036 | 0.72851 | 0.9441 | 0.026161 | 0.026161
2018-08-20 | 1 | 12 | Summer: On-Peak |  | 66 | Cooling | 0 | 0.91648 | 1.0177 | 0 | 4.3818 | 0 | 4.3586 | 0 | 0.0364 | 0.75911 | 0.9441 | 0.026087 | 0.026087
2018-08-20 | 1 | 13 | Summer: On-Peak | Summer | 66 | Cooling | 0 | 0.9004 | 1.0177 | 0 | 4.3818 | 0 | 4.3586 | 0 | 0.0364 | 0.79116 | 0.9441 | 0.027188 | 0.027188
2018-08-20 | 1 | 14 | Summer: On-Peak | Summer | 70 | Cooling | 0 | 0.86033 | 1.0177 | 0 | 4.3818 | 0 | 4.3586 | 0 | 0.040605 | 0.84356 | 0.9441 | 0.032337 | 0.032337
2018-08-20 | 1 | 15 | Summer: On-Peak | Summer | 70 | Cooling | 0 | 0.85755 | 1.0177 | 0 | 4.3818 | 0 | 4.3586 | 0 | 0.040605 | 0.96593 | 0.9441 | 0.037029 | 0.037029
2018-08-20 | 1 | 16 | Summer: On-Peak | Summer | 70 | Cooling | 0 | 0.88345 | 1.0177 | 0 | 4.3818 | 0 | 4.3586 | 0 | 0.040605 | 1.1649 | 0.9441 | 0.044657 | 0.044657
2018-08-20 | 1 | 17 | Summer: On-Peak |  | 68 | Cooling | 0 | 0.94026 | 1.0177 | 0 | 4.3818 | 0 | 4.3586 | 0 | 0.037256 | 1.3522 | 0.9441 | 0.04756 | 0.04756
2018-08-20 | 1 | 18 | Summer: On-Peak |  | 64 | Cooling | 0 | 0.98182 | 1.0177 | 0 | 4.3818 | 0 | 4.3586 | 0 | 0.038036 | 1.5599 | 0.9441 | 0.056016 | 0.056016
2018-08-20 | 1 | 19 | Summer: On-Peak |  | 59 | Cooling | 0 | 0.98419 | 1.0177 | 0 | 4.3182 | 0 | 4.2356 | 0 | 0.025 | 1.6764 | 0.9441 | 0.039568 | 0.039568
2018-08-20 | 1 | 20 | Summer: On-Peak |  | 55 | Cooling | 0 | 0.97072 | 1.0177 | 0 | 4.1851 | 0 | 3.9877 | 0 | 0.025 | 1.5244 | 0.9441 | 0.035979 | 0.035979
2018-08-20 | 1 | 21 | Summer: On-Peak |  | 54 | Cooling | 0 | 0.95751 | 1.0177 | 0 | 4.156 | 0 | 3.9259 | 0 | 0.025 | 1.4449 | 0.9441 | 0.034102 | 0.034102
2018-08-20 | 1 | 22 | Summer: On-Peak |  | 52 | Cooling | 0 | 0.94265 | 1.0177 | 0 | 4.0951 | 0 | 3.8021 | 0 | 0.025 | 1.2427 | 0.9441 | 0.029331 | 0.029331
2018-08-20 | 1 | 23 | Summer: Off-Peak |  | 52 | Cooling | 0 | 0.94451 | 1.0177 | 0 | 4.0951 | 0 | 3.8021 | 0 | 0.025 | 1.0298 | 0.9441 | 0.024305 | 0.024305
2018-08-21 | 2 | 0 | Summer: Off-Peak |  | 52 | Cooling | 0 | 0.97482 | 1.02 | 0 | 4.0951 | 0 | 3.8021 | 0 | 0.025 | 0.90669 | 0.83669 | 0.018965 | 0.018965
2018-08-21 | 2 | 1 | Summer: Off-Peak |  | 52 | Cooling | 0 | 1.0122 | 1.02 | 0 | 4.0951 | 0 | 3.8021 | 0 | 0.025 | 0.81803 | 0.83669 | 0.017111 | 0.017111
2018-08-21 | 2 | 2 | Summer: Off-Peak |  | 48 | Cooling | 0 | 1.051 | 1.02 | 0 | 3.9631 | 0 | 3.5525 | 0 | 0.025 | 0.74508 | 0.83669 | 0.015585 | 0.015585
2018-08-21 | 2 | 3 | Summer: Off-Peak |  | 48 | Cooling | 0 | 1.0924 | 1.02 | 0 | 3.9631 | 0 | 3.5525 | 0 | 0.025 | 0.69159 | 0.83669 | 0.014466 | 0.014466
2018-08-21 | 2 | 4 | Summer: Off-Peak |  | 48 | Cooling | 0 | 1.1348 | 1.02 | 0 | 3.9631 | 0 | 3.5525 | 0 | 0.025 | 0.64739 | 0.83669 | 0.013541 | 0.013541
2018-08-21 | 2 | 5 | Summer: Off-Peak |  | 48 | Cooling | 0 | 1.1636 | 1.02 | 0 | 3.9631 | 0 | 3.5525 | 0 | 0.025 | 0.7214 | 0.83669 | 0.01509 | 0.01509
2018-08-21 | 2 | 6 | Summer: Off-Peak |  | 50 | Cooling | 0 | 1.2084 | 1.02 | 0 | 4.0352 | 0 | 3.6783 | 0 | 0.025 | 0.87787 | 0.83669 | 0.018363 | 0.018363
2018-08-21 | 2 | 7 | Summer: On-Peak |  | 52 | Cooling | 0 | 1.1637 | 1.02 | 0 | 4.0951 | 0 | 3.8021 | 0 | 0.025 | 0.97331 | 0.83669 | 0.020359 | 0.020359
2018-08-21 | 2 | 8 | Summer: On-Peak |  | 57 | Cooling | 0 | 1.0942 | 1.02 | 0 | 4.2531 | 0 | 4.112 | 0 | 0.025 | 0.9494 | 0.83669 | 0.019859 | 0.019859
2018-08-21 | 2 | 9 | Summer: On-Peak |  | 63 | Cooling | 0 | 1.0343 | 1.02 | 0 | 4.3818 | 0 | 4.3586 | 0 | 0.039789 | 0.84085 | 0.83669 | 0.027993 | 0.027993
2018-08-21 | 2 | 10 | Summer: On-Peak |  | 66 | Cooling | 0 | 0.98112 | 1.02 | 0 | 4.3818 | 0 | 4.3586 | 0 | 0.0364 | 0.74504 | 0.83669 | 0.02269 | 0.02269
2018-08-21 | 2 | 11 | Summer: On-Peak |  | 70 | Cooling | 0 | 0.94956 | 1.02 | 0 | 4.3818 | 0 | 4.3586 | 0 | 0.040605 | 0.72851 | 0.83669 | 0.02475 | 0.02475
2018-08-21 | 2 | 12 | Summer: On-Peak |  | 72 | Cooling | 0 | 0.91648 | 1.02 | 0 | #N/A | 0 | #N/A | 0 | 0.046446 | 0.75911 | 0.83669 | 0.029499 | 0.029499
2018-08-21 | 2 | 13 | Summer: On-Peak | Summer | 72 | Cooling | 0 | 0.9004 | 1.02 | 0 | #N/A | 0 | #N/A | 0 | 0.046446 | 0.79116 | 0.83669 | 0.030745 | 0.030745
2018-08-21 | 2 | 14 | Summer: On-Peak | Summer | 70 | Cooling | 0 | 0.86033 | 1.02 | 0 | 4.3818 | 0 | 4.3586 | 0 | 0.040605 | 0.84356 | 0.83669 | 0.028658 | 0.028658
2018-08-21 | 2 | 15 | Summer: On-Peak | Summer | 72 | Cooling | 0 | 0.85755 | 1.02 | 0 | #N/A | 0 | #N/A | 0 | 0.046446 | 0.96593 | 0.83669 | 0.037536 | 0.037536
2018-08-21 | 2 | 16 | Summer: On-Peak | Summer | 72 | Cooling | 0 | 0.88345 | 1.02 | 0 | #N/A | 0 | #N/A | 0 | 0.046446 | 1.1649 | 0.83669 | 0.04527 | 0.04527
2018-08-21 | 2 | 17 | Summer: On-Peak |  | 70 | Cooling | 0 | 0.94026 | 1.02 | 0 | 4.3818 | 0 | 4.3586 | 0 | 0.040605 | 1.3522 | 0.83669 | 0.045937 | 0.045937
2018-08-21 | 2 | 18 | Summer: On-Peak |  | 66 | Cooling | 0 | 0.98182 | 1.02 | 0 | 4.3818 | 0 | 4.3586 | 0 | 0.0364 | 1.5599 | 0.83669 | 0.047507 | 0.047507
2018-08-21 | 2 | 19 | Summer: On-Peak |  | 66 | Cooling | 0 | 0.98419 | 1.02 | 0 | 4.3818 | 0 | 4.3586 | 0 | 0.0364 | 1.6764 | 0.83669 | 0.051056 | 0.051056
2018-08-21 | 2 | 20 | Summer: On-Peak |  | 66 | Cooling | 0 | 0.97072 | 1.02 | 0 | 4.3818 | 0 | 4.3586 | 0 | 0.0364 | 1.5244 | 0.83669 | 0.046425 | 0.046425
2018-08-21 | 2 | 21 | Summer: On-Peak |  | 66 | Cooling | 0 | 0.95751 | 1.02 | 0 | 4.3818 | 0 | 4.3586 | 0 | 0.0364 | 1.4449 | 0.83669 | 0.044004 | 0.044004
2018-08-21 | 2 | 22 | Summer: On-Peak |  | 66 | Cooling | 0 | 0.94265 | 1.02 | 0 | 4.3818 | 0 | 4.3586 | 0 | 0.0364 | 1.2427 | 0.83669 | 0.037847 | 0.037847
2018-08-21 | 2 | 23 | Summer: Off-Peak |  | 66 | Cooling | 0 | 0.94451 | 1.02 | 0 | 4.3818 | 0 | 4.3586 | 0 | 0.0364 | 1.0298 | 0.83669 | 0.031361 | 0.031361
2018-08-22 | 3 | 0 | Summer: Off-Peak |  | 64 | Cooling | 0 | 0.97482 | 1.0263 | 0 | 4.3818 | 0 | 4.3586 | 0 | 0.038036 | 0.90669 | 0.94211 | 0.032491 | 0.032491
2018-08-22 | 3 | 1 | Summer: Off-Peak |  | 63 | Cooling | 0 | 1.0122 | 1.0263 | 0 | 4.3818 | 0 | 4.3586 | 0 | 0.039789 | 0.81803 | 0.94211 | 0.030665 | 0.030665
2018-08-22 | 3 | 2 | Summer: Off-Peak |  | 66 | Cooling | 0 | 1.051 | 1.0263 | 0 | 4.3818 | 0 | 4.3586 | 0 | 0.0364 | 0.74508 | 0.94211 | 0.025551 | 0.025551
2018-08-22 | 3 | 3 | Summer: Off-Peak |  | 66 | Cooling | 0 | 1.0924 | 1.0263 | 0 | 4.3818 | 0 | 4.3586 | 0 | 0.0364 | 0.69159 | 0.94211 | 0.023717 | 0.023717
2018-08-22 | 3 | 4 | Summer: Off-Peak |  | 64 | Cooling | 0 | 1.1348 | 1.0263 | 0 | 4.3818 | 0 | 4.3586 | 0 | 0.038036 | 0.64739 | 0.94211 | 0.023199 | 0.023199
2018-08-22 | 3 | 5 | Summer: Off-Peak |  | 63 | Cooling | 0 | 1.1636 | 1.0263 | 0 | 4.3818 | 0 | 4.3586 | 0 | 0.039789 | 0.7214 | 0.94211 | 0.027042 | 0.027042
2018-08-22 | 3 | 6 | Summer: Off-Peak |  | 63 | Cooling | 0 | 1.2084 | 1.0263 | 0 | 4.3818 | 0 | 4.3586 | 0 | 0.039789 | 0.87787 | 0.94211 | 0.032908 | 0.032908
2018-08-22 | 3 | 7 | Summer: On-Peak |  | 63 | Cooling | 0 | 1.1637 | 1.0263 | 0 | 4.3818 | 0 | 4.3586 | 0 | 0.039789 | 0.97331 | 0.94211 | 0.036486 | 0.036486
2018-08-22 | 3 | 8 | Summer: On-Peak |  | 63 | Cooling | 0 | 1.0942 | 1.0263 | 0 | 4.3818 | 0 | 4.3586 | 0 | 0.039789 | 0.9494 | 0.94211 | 0.035589 | 0.035589
2018-08-22 | 3 | 9 | Summer: On-Peak |  | 64 | Cooling | 0 | 1.0343 | 1.0263 | 0 | 4.3818 | 0 | 4.3586 | 0 | 0.038036 | 0.84085 | 0.94211 | 0.030131 | 0.030131
2018-08-22 | 3 | 10 | Summer: On-Peak |  | 66 | Cooling | 0 | 0.98112 | 1.0263 | 0 | 4.3818 | 0 | 4.3586 | 0 | 0.0364 | 0.74504 | 0.94211 | 0.025549 | 0.025549
2018-08-22 | 3 | 11 | Summer: On-Peak |  | 68 | Cooling | 0 | 0.94956 | 1.0263 | 0 | 4.3818 | 0 | 4.3586 | 0 | 0.037256 | 0.72851 | 0.94211 | 0.02557 | 0.02557
2018-08-22 | 3 | 12 | Summer: On-Peak |  | 66 | Cooling | 0 | 0.91648 | 1.0263 | 0 | 4.3818 | 0 | 4.3586 | 0 | 0.0364 | 0.75911 | 0.94211 | 0.026032 | 0.026032
2018-08-22 | 3 | 13 | Summer: On-Peak | Summer | 66 | Cooling | 0 | 0.9004 | 1.0263 | 0 | 4.3818 | 0 | 4.3586 | 0 | 0.0364 | 0.79116 | 0.94211 | 0.027131 | 0.027131
2018-08-22 | 3 | 14 | Summer: On-Peak | Summer | 66 | Cooling | 0 | 0.86033 | 1.0263 | 0 | 4.3818 | 0 | 4.3586 | 0 | 0.0364 | 0.84356 | 0.94211 | 0.028928 | 0.028928
2018-08-22 | 3 | 15 | Summer: On-Peak | Summer | 66 | Cooling | 0 | 0.85755 | 1.0263 | 0 | 4.3818 | 0 | 4.3586 | 0 | 0.0364 | 0.96593 | 0.94211 | 0.033124 | 0.033124
2018-08-22 | 3 | 16 | Summer: On-Peak | Summer | 64 | Cooling | 0 | 0.88345 | 1.0263 | 0 | 4.3818 | 0 | 4.3586 | 0 | 0.038036 | 1.1649 | 0.94211 | 0.041745 | 0.041745
2018-08-22 | 3 | 17 | Summer: On-Peak |  | 64 | Cooling | 0 | 0.94026 | 1.0263 | 0 | 4.3818 | 0 | 4.3586 | 0 | 0.038036 | 1.3522 | 0.94211 | 0.048454 | 0.048454
2018-08-22 | 3 | 18 | Summer: On-Peak |  | 64 | Cooling | 0 | 0.98182 | 1.0263 | 0 | 4.3818 | 0 | 4.3586 | 0 | 0.038036 | 1.5599 | 0.94211 | 0.055898 | 0.055898
2018-08-22 | 3 | 19 | Summer: On-Peak |  | 63 | Cooling | 0 | 0.98419 | 1.0263 | 0 | 4.3818 | 0 | 4.3586 | 0 | 0.039789 | 1.6764 | 0.94211 | 0.062842 | 0.062842
2018-08-22 | 3 | 20 | Summer: On-Peak |  | 63 | Cooling | 0 | 0.97072 | 1.0263 | 0 | 4.3818 | 0 | 4.3586 | 0 | 0.039789 | 1.5244 | 0.94211 | 0.057142 | 0.057142
2018-08-22 | 3 | 21 | Summer: On-Peak |  | 63 | Cooling | 0 | 0.95751 | 1.0263 | 0 | 4.3818 | 0 | 4.3586 | 0 | 0.039789 | 1.4449 | 0.94211 | 0.054162 | 0.054162
2018-08-22 | 3 | 22 | Summer: On-Peak |  | 63 | Cooling | 0 | 0.94265 | 1.0263 | 0 | 4.3818 | 0 | 4.3586 | 0 | 0.039789 | 1.2427 | 0.94211 | 0.046584 | 0.046584
2018-08-22 | 3 | 23 | Summer: Off-Peak |  | 61 | Cooling | 0 | 0.94451 | 1.0263 | 0 | 4.3818 | 0 | 4.3586 | 0 | 0.045165 | 1.0298 | 0.94211 | 0.043816 | 0.043816
2018-08-23 | 4 | 0 | Summer: Off-Peak |  | 63 | Cooling | 0 | 0.97482 | 1.002 | 0 | 4.3818 | 0 | 4.3586 | 0 | 0.039789 | 0.90669 | 1.0706 | 0.038622 | 0.038622
2018-08-23 | 4 | 1 | Summer: Off-Peak |  | 63 | Cooling | 0 | 1.0122 | 1.002 | 0 | 4.3818 | 0 | 4.3586 | 0 | 0.039789 | 0.81803 | 1.0706 | 0.034846 | 0.034846
2018-08-23 | 4 | 2 | Summer: Off-Peak |  | 63 | Cooling | 0 | 1.051 | 1.002 | 0 | 4.3818 | 0 | 4.3586 | 0 | 0.039789 | 0.74508 | 1.0706 | 0.031738 | 0.031738
2018-08-23 | 4 | 3 | Summer: Off-Peak |  | 63 | Cooling | 0 | 1.0924 | 1.002 | 0 | 4.3818 | 0 | 4.3586 | 0 | 0.039789 | 0.69159 | 1.0706 | 0.02946 | 0.02946
2018-08-23 | 4 | 4 | Summer: Off-Peak |  | 63 | Cooling | 0 | 1.1348 | 1.002 | 0 | 4.3818 | 0 | 4.3586 | 0 | 0.039789 | 0.64739 | 1.0706 | 0.027577 | 0.027577
2018-08-23 | 4 | 5 | Summer: Off-Peak |  | 63 | Cooling | 0 | 1.1636 | 1.002 | 0 | 4.3818 | 0 | 4.3586 | 0 | 0.039789 | 0.7214 | 1.0706 | 0.030729 | 0.030729
2018-08-23 | 4 | 6 | Summer: Off-Peak |  | 63 | Cooling | 0 | 1.2084 | 1.002 | 0 | 4.3818 | 0 | 4.3586 | 0 | 0.039789 | 0.87787 | 1.0706 | 0.037395 | 0.037395
2018-08-23 | 4 | 7 | Summer: On-Peak |  | 63 | Cooling | 0 | 1.1637 | 1.002 | 0 | 4.3818 | 0 | 4.3586 | 0 | 0.039789 | 0.97331 | 1.0706 | 0.04146 | 0.04146
2018-08-23 | 4 | 8 | Summer: On-Peak |  | 61 | Cooling | 0 | 1.0942 | 1.002 | 0 | 4.3818 | 0 | 4.3586 | 0 | 0.045165 | 0.9494 | 1.0706 | 0.045905 | 0.045905
2018-08-23 | 4 | 9 | Summer: On-Peak |  | 59 | Cooling | 0 | 1.0343 | 1.002 | 0 | 4.3182 | 0 | 4.2356 | 0 | 0.025 | 0.84085 | 1.0706 | 0.022505 | 0.022505
2018-08-23 | 4 | 10 | Summer: On-Peak |  | 57 | Cooling | 0 | 0.98112 | 1.002 | 0 | 4.2531 | 0 | 4.112 | 0 | 0.025 | 0.74504 | 1.0706 | 0.01994 | 0.01994
2018-08-23 | 4 | 11 | Summer: On-Peak |  | 57 | Cooling | 0 | 0.94956 | 1.002 | 0 | 4.2531 | 0 | 4.112 | 0 | 0.025 | 0.72851 | 1.0706 | 0.019498 | 0.019498
2018-08-23 | 4 | 12 | Summer: On-Peak |  | 59 | Cooling | 0 | 0.91648 | 1.002 | 0 | 4.3182 | 0 | 4.2356 | 0 | 0.025 | 0.75911 | 1.0706 | 0.020317 | 0.020317
2018-08-23 | 4 | 13 | Summer: On-Peak | Summer | 61 | Cooling | 0 | 0.9004 | 1.002 | 0 | 4.3818 | 0 | 4.3586 | 0 | 0.045165 | 0.79116 | 1.0706 | 0.038254 | 0.038254
2018-08-23 | 4 | 14 | Summer: On-Peak | Summer | 63 | Cooling | 0 | 0.86033 | 1.002 | 0 | 4.3818 | 0 | 4.3586 | 0 | 0.039789 | 0.84356 | 1.0706 | 0.035933 | 0.035933
2018-08-23 | 4 | 15 | Summer: On-Peak | Summer | 64 | Cooling | 0 | 0.85755 | 1.002 | 0 | 4.3818 | 0 | 4.3586 | 0 | 0.038036 | 0.96593 | 1.0706 | 0.039333 | 0.039333
2018-08-23 | 4 | 16 | Summer: On-Peak | Summer | 64 | Cooling | 0 | 0.88345 | 1.002 | 0 | 4.3818 | 0 | 4.3586 | 0 | 0.038036 | 1.1649 | 1.0706 | 0.047437 | 0.047437
2018-08-23 | 4 | 17 | Summer: On-Peak |  | 63 | Cooling | 0 | 0.94026 | 1.002 | 0 | 4.3818 | 0 | 4.3586 | 0 | 0.039789 | 1.3522 | 1.0706 | 0.057598 | 0.057598
2018-08-23 | 4 | 18 | Summer: On-Peak |  | 63 | Cooling | 0 | 0.98182 | 1.002 | 0 | 4.3818 | 0 | 4.3586 | 0 | 0.039789 | 1.5599 | 1.0706 | 0.066447 | 0.066447
2018-08-23 | 4 | 19 | Summer: On-Peak |  | 61 | Cooling | 0 | 0.98419 | 1.002 | 0 | 4.3818 | 0 | 4.3586 | 0 | 0.045165 | 1.6764 | 1.0706 | 0.081058 | 0.081058
2018-08-23 | 4 | 20 | Summer: On-Peak |  | 61 | Cooling | 0 | 0.97072 | 1.002 | 0 | 4.3818 | 0 | 4.3586 | 0 | 0.045165 | 1.5244 | 1.0706 | 0.073706 | 0.073706
2018-08-23 | 4 | 21 | Summer: On-Peak |  | 61 | Cooling | 0 | 0.95751 | 1.002 | 0 | 4.3818 | 0 | 4.3586 | 0 | 0.045165 | 1.4449 | 1.0706 | 0.069862 | 0.069862
2018-08-23 | 4 | 22 | Summer: On-Peak |  | 59 | Cooling | 0 | 0.94265 | 1.002 | 0 | 4.3182 | 0 | 4.2356 | 0 | 0.025 | 1.2427 | 1.0706 | 0.03326 | 0.03326
2018-08-23 | 4 | 23 | Summer: Off-Peak |  | 57 | Cooling | 0 | 0.94451 | 1.002 | 0 | 4.2531 | 0 | 4.112 | 0 | 0.025 | 1.0298 | 1.0706 | 0.02756 | 0.02756
2018-08-24 | 5 | 0 | Summer: Off-Peak |  | 57 | Cooling | 0 | 0.97482 | 1.0078 | 0 | 4.2531 | 0 | 4.112 | 0 | 0.025 | 0.90669 | 1.1856 | 0.026875 | 0.026875
2018-08-24 | 5 | 1 | Summer: Off-Peak |  | 57 | Cooling | 0 | 1.0122 | 1.0078 | 0 | 4.2531 | 0 | 4.112 | 0 | 0.025 | 0.81803 | 1.1856 | 0.024247 | 0.024247
2018-08-24 | 5 | 2 | Summer: Off-Peak |  | 59 | Cooling | 0 | 1.051 | 1.0078 | 0 | 4.3182 | 0 | 4.2356 | 0 | 0.025 | 0.74508 | 1.1856 | 0.022085 | 0.022085
2018-08-24 | 5 | 3 | Summer: Off-Peak |  | 57 | Cooling | 0 | 1.0924 | 1.0078 | 0 | 4.2531 | 0 | 4.112 | 0 | 0.025 | 0.69159 | 1.1856 | 0.020499 | 0.020499
2018-08-24 | 5 | 4 | Summer: Off-Peak |  | 57 | Cooling | 0 | 1.1348 | 1.0078 | 0 | 4.2531 | 0 | 4.112 | 0 | 0.025 | 0.64739 | 1.1856 | 0.019189 | 0.019189
2018-08-24 | 5 | 5 | Summer: Off-Peak |  | 57 | Cooling | 0 | 1.1636 | 1.0078 | 0 | 4.2531 | 0 | 4.112 | 0 | 0.025 | 0.7214 | 1.1856 | 0.021383 | 0.021383
2018-08-24 | 5 | 6 | Summer: Off-Peak |  | 59 | Cooling | 0 | 1.2084 | 1.0078 | 0 | 4.3182 | 0 | 4.2356 | 0 | 0.025 | 0.87787 | 1.1856 | 0.026021 | 0.026021
2018-08-24 | 5 | 7 | Summer: On-Peak |  | 61 | Cooling | 0 | 1.1637 | 1.0078 | 0 | 4.3818 | 0 | 4.3586 | 0 | 0.045165 | 0.97331 | 1.1856 | 0.052119 | 0.052119
2018-08-24 | 5 | 8 | Summer: On-Peak |  | 63 | Cooling | 0 | 1.0942 | 1.0078 | 0 | 4.3818 | 0 | 4.3586 | 0 | 0.039789 | 0.9494 | 1.1856 | 0.044788 | 0.044788
2018-08-24 | 5 | 9 | Summer: On-Peak |  | 66 | Cooling | 0 | 1.0343 | 1.0078 | 0 | 4.3818 | 0 | 4.3586 | 0 | 0.0364 | 0.84085 | 1.1856 | 0.036288 | 0.036288
2018-08-24 | 5 | 10 | Summer: On-Peak |  | 70 | Cooling | 0 | 0.98112 | 1.0078 | 0 | 4.3818 | 0 | 4.3586 | 0 | 0.040605 | 0.74504 | 1.1856 | 0.035868 | 0.035868
2018-08-24 | 5 | 11 | Summer: On-Peak |  | 72 | Cooling | 0 | 0.94956 | 1.0078 | 0 | #N/A | 0 | #N/A | 0 | 0.046446 | 0.72851 | 1.1856 | 0.040117 | 0.040117
2018-08-24 | 5 | 12 | Summer: On-Peak |  | 72 | Cooling | 0 | 0.91648 | 1.0078 | 0 | #N/A | 0 | #N/A | 0 | 0.046446 | 0.75911 | 1.1856 | 0.041802 | 0.041802
2018-08-24 | 5 | 13 | Summer: On-Peak | Summer | 73 | Cooling | 0 | 0.9004 | 1.0078 | 0 | #N/A | 0 | #N/A | 0 | 0.050301 | 0.79116 | 1.1856 | 0.047183 | 0.047183
2018-08-24 | 5 | 14 | Summer: On-Peak | Summer | 72 | Cooling | 0 | 0.86033 | 1.0078 | 0 | #N/A | 0 | #N/A | 0 | 0.046446 | 0.84356 | 1.1856 | 0.046452 | 0.046452
2018-08-24 | 5 | 15 | Summer: On-Peak | Summer | 73 | Cooling | 0 | 0.85755 | 1.0078 | 0 | #N/A | 0 | #N/A | 0 | 0.050301 | 0.96593 | 1.1856 | 0.057606 | 0.057606
2018-08-24 | 5 | 16 | Summer: On-Peak | Summer | 72 | Cooling | 0 | 0.88345 | 1.0078 | 0 | #N/A | 0 | #N/A | 0 | 0.046446 | 1.1649 | 1.1856 | 0.06415 | 0.06415
2018-08-24 | 5 | 17 | Summer: On-Peak |  | 70 | Cooling | 0 | 0.94026 | 1.0078 | 0 | 4.3818 | 0 | 4.3586 | 0 | 0.040605 | 1.3522 | 1.1856 | 0.065095 | 0.065095
2018-08-24 | 5 | 18 | Summer: On-Peak |  | 70 | Cooling | 0 | 0.98182 | 1.0078 | 0 | 4.3818 | 0 | 4.3586 | 0 | 0.040605 | 1.5599 | 1.1856 | 0.075096 | 0.075096
2018-08-24 | 5 | 19 | Summer: On-Peak |  | 66 | Cooling | 0 | 0.98419 | 1.0078 | 0 | 4.3818 | 0 | 4.3586 | 0 | 0.0364 | 1.6764 | 1.1856 | 0.072349 | 0.072349
2018-08-24 | 5 | 20 | Summer: On-Peak |  | 66 | Cooling | 0 | 0.97072 | 1.0078 | 0 | 4.3818 | 0 | 4.3586 | 0 | 0.0364 | 1.5244 | 1.1856 | 0.065787 | 0.065787
2018-08-24 | 5 | 21 | Summer: On-Peak |  | 64 | Cooling | 0 | 0.95751 | 1.0078 | 0 | 4.3818 | 0 | 4.3586 | 0 | 0.038036 | 1.4449 | 1.1856 | 0.065159 | 0.065159
2018-08-24 | 5 | 22 | Summer: On-Peak |  | 64 | Cooling | 0 | 0.94265 | 1.0078 | 0 | 4.3818 | 0 | 4.3586 | 0 | 0.038036 | 1.2427 | 1.1856 | 0.056043 | 0.056043
2018-08-24 | 5 | 23 | Summer: Off-Peak |  | 63 | Cooling | 0 | 0.94451 | 1.0078 | 0 | 4.3818 | 0 | 4.3586 | 0 | 0.039789 | 1.0298 | 1.1856 | 0.048579 | 0.048579
2018-08-25 | 6 | 0 | Summer: Off-Peak |  | 64 | Cooling | 0 | 0.97482 | 0.98855 | 0 | 4.3818 | 0 | 4.3586 | 0 | 0.038036 | 0.90669 | 1.0113 | 0.034877 | 0.034877
2018-08-25 | 6 | 1 | Summer: Off-Peak |  | 63 | Cooling | 0 | 1.0122 | 0.98855 | 0 | 4.3818 | 0 | 4.3586 | 0 | 0.039789 | 0.81803 | 1.0113 | 0.032917 | 0.032917
2018-08-25 | 6 | 2 | Summer: Off-Peak |  | 63 | Cooling | 0 | 1.051 | 0.98855 | 0 | 4.3818 | 0 | 4.3586 | 0 | 0.039789 | 0.74508 | 1.0113 | 0.029981 | 0.029981
2018-08-25 | 6 | 3 | Summer: Off-Peak |  | 63 | Cooling | 0 | 1.0924 | 0.98855 | 0 | 4.3818 | 0 | 4.3586 | 0 | 0.039789 | 0.69159 | 1.0113 | 0.027829 | 0.027829
2018-08-25 | 6 | 4 | Summer: Off-Peak |  | 63 | Cooling | 0 | 1.1348 | 0.98855 | 0 | 4.3818 | 0 | 4.3586 | 0 | 0.039789 | 0.64739 | 1.0113 | 0.02605 | 0.02605
2018-08-25 | 6 | 5 | Summer: Off-Peak |  | 63 | Cooling | 0 | 1.1636 | 0.98855 | 0 | 4.3818 | 0 | 4.3586 | 0 | 0.039789 | 0.7214 | 1.0113 | 0.029028 | 0.029028
2018-08-25 | 6 | 6 | Summer: Off-Peak |  | 63 | Cooling | 0 | 1.2084 | 0.98855 | 0 | 4.3818 | 0 | 4.3586 | 0 | 0.039789 | 0.87787 | 1.0113 | 0.035324 | 0.035324
2018-08-25 | 6 | 7 | Summer: Off-Peak |  | 64 | Cooling | 0 | 1.1637 | 0.98855 | 0 | 4.3818 | 0 | 4.3586 | 0 | 0.038036 | 0.97331 | 1.0113 | 0.037439 | 0.037439
2018-08-25 | 6 | 8 | Summer: Off-Peak |  | 64 | Cooling | 0 | 1.0942 | 0.98855 | 0 | 4.3818 | 0 | 4.3586 | 0 | 0.038036 | 0.9494 | 1.0113 | 0.036519 | 0.036519
2018-08-25 | 6 | 9 | Summer: Off-Peak |  | 66 | Cooling | 0 | 1.0343 | 0.98855 | 0 | 4.3818 | 0 | 4.3586 | 0 | 0.0364 | 0.84085 | 1.0113 | 0.030952 | 0.030952
2018-08-25 | 6 | 10 | Summer: Off-Peak |  | 70 | Cooling | 0 | 0.98112 | 0.98855 | 0 | 4.3818 | 0 | 4.3586 | 0 | 0.040605 | 0.74504 | 1.0113 | 0.030594 | 0.030594
2018-08-25 | 6 | 11 | Summer: Off-Peak |  | 68 | Cooling | 0 | 0.94956 | 0.98855 | 0 | 4.3818 | 0 | 4.3586 | 0 | 0.037256 | 0.72851 | 1.0113 | 0.027448 | 0.027448
2018-08-25 | 6 | 12 | Summer: Off-Peak |  | 70 | Cooling | 0 | 0.91648 | 0.98855 | 0 | 4.3818 | 0 | 4.3586 | 0 | 0.040605 | 0.75911 | 1.0113 | 0.031171 | 0.031171
2018-08-25 | 6 | 13 | Summer: Off-Peak |  | 70 | Cooling | 0 | 0.9004 | 0.98855 | 0 | 4.3818 | 0 | 4.3586 | 0 | 0.040605 | 0.79116 | 1.0113 | 0.032487 | 0.032487
2018-08-25 | 6 | 14 | Summer: Off-Peak |  | 72 | Cooling | 0 | 0.86033 | 0.98855 | 0 | #N/A | 0 | #N/A | 0 | 0.046446 | 0.84356 | 1.0113 | 0.039622 | 0.039622
2018-08-25 | 6 | 15 | Summer: Off-Peak |  | 70 | Cooling | 0 | 0.85755 | 0.98855 | 0 | 4.3818 | 0 | 4.3586 | 0 | 0.040605 | 0.96593 | 1.0113 | 0.039664 | 0.039664
2018-08-25 | 6 | 16 | Summer: Off-Peak |  | 70 | Cooling | 0 | 0.88345 | 0.98855 | 0 | 4.3818 | 0 | 4.3586 | 0 | 0.040605 | 1.1649 | 1.0113 | 0.047836 | 0.047836
2018-08-25 | 6 | 17 | Summer: Off-Peak |  | 70 | Cooling | 0 | 0.94026 | 0.98855 | 0 | 4.3818 | 0 | 4.3586 | 0 | 0.040605 | 1.3522 | 1.0113 | 0.055523 | 0.055523
2018-08-25 | 6 | 18 | Summer: Off-Peak |  | 70 | Cooling | 0 | 0.98182 | 0.98855 | 0 | 4.3818 | 0 | 4.3586 | 0 | 0.040605 | 1.5599 | 1.0113 | 0.064054 | 0.064054
2018-08-25 | 6 | 19 | Summer: Off-Peak |  | 66 | Cooling | 0 | 0.98419 | 0.98855 | 0 | 4.3818 | 0 | 4.3586 | 0 | 0.0364 | 1.6764 | 1.0113 | 0.061711 | 0.061711
2018-08-25 | 6 | 20 | Summer: Off-Peak |  | 66 | Cooling | 0 | 0.97072 | 0.98855 | 0 | 4.3818 | 0 | 4.3586 | 0 | 0.0364 | 1.5244 | 1.0113 | 0.056113 | 0.056113
2018-08-25 | 6 | 21 | Summer: Off-Peak |  | 66 | Cooling | 0 | 0.95751 | 0.98855 | 0 | 4.3818 | 0 | 4.3586 | 0 | 0.0364 | 1.4449 | 1.0113 | 0.053187 | 0.053187
2018-08-25 | 6 | 22 | Summer: Off-Peak |  | 64 | Cooling | 0 | 0.94265 | 0.98855 | 0 | 4.3818 | 0 | 4.3586 | 0 | 0.038036 | 1.2427 | 1.0113 | 0.047802 | 0.047802
2018-08-25 | 6 | 23 | Summer: Off-Peak |  | 64 | Cooling | 0 | 0.94451 | 0.98855 | 0 | 4.3818 | 0 | 4.3586 | 0 | 0.038036 | 1.0298 | 1.0113 | 0.03961 | 0.03961
2018-08-26 | 7 | 0 | Summer: Off-Peak |  | 64 | Cooling | 0 | 0.97482 | 0.93761 | 0 | 4.3818 | 0 | 4.3586 | 0 | 0.038036 | 0.90669 | 1.0096 | 0.034819 | 0.034819
2018-08-26 | 7 | 1 | Summer: Off-Peak |  | 64 | Cooling | 0 | 1.0122 | 0.93761 | 0 | 4.3818 | 0 | 4.3586 | 0 | 0.038036 | 0.81803 | 1.0096 | 0.031415 | 0.031415
2018-08-26 | 7 | 2 | Summer: Off-Peak |  | 64 | Cooling | 0 | 1.051 | 0.93761 | 0 | 4.3818 | 0 | 4.3586 | 0 | 0.038036 | 0.74508 | 1.0096 | 0.028613 | 0.028613
2018-08-26 | 7 | 3 | Summer: Off-Peak |  | 64 | Cooling | 0 | 1.0924 | 0.93761 | 0 | 4.3818 | 0 | 4.3586 | 0 | 0.038036 | 0.69159 | 1.0096 | 0.026559 | 0.026559
2018-08-26 | 7 | 4 | Summer: Off-Peak |  | 64 | Cooling | 0 | 1.1348 | 0.93761 | 0 | 4.3818 | 0 | 4.3586 | 0 | 0.038036 | 0.64739 | 1.0096 | 0.024861 | 0.024861
2018-08-26 | 7 | 5 | Summer: Off-Peak |  | 64 | Cooling | 0 | 1.1636 | 0.93761 | 0 | 4.3818 | 0 | 4.3586 | 0 | 0.038036 | 0.7214 | 1.0096 | 0.027703 | 0.027703
2018-08-26 | 7 | 6 | Summer: Off-Peak |  | 64 | Cooling | 0 | 1.2084 | 0.93761 | 0 | 4.3818 | 0 | 4.3586 | 0 | 0.038036 | 0.87787 | 1.0096 | 0.033712 | 0.033712
2018-08-26 | 7 | 7 | Summer: Off-Peak |  | 66 | Cooling | 0 | 1.1637 | 0.93761 | 0 | 4.3818 | 0 | 4.3586 | 0 | 0.0364 | 0.97331 | 1.0096 | 0.035769 | 0.035769
2018-08-26 | 7 | 8 | Summer: Off-Peak |  | 70 | Cooling | 0 | 1.0942 | 0.93761 | 0 | 4.3818 | 0 | 4.3586 | 0 | 0.040605 | 0.9494 | 1.0096 | 0.038921 | 0.038921
2018-08-26 | 7 | 9 | Summer: Off-Peak |  | 70 | Cooling | 0 | 1.0343 | 0.93761 | 0 | 4.3818 | 0 | 4.3586 | 0 | 0.040605 | 0.84085 | 1.0096 | 0.034471 | 0.034471
2018-08-26 | 7 | 10 | Summer: Off-Peak |  | 70 | Cooling | 0 | 0.98112 | 0.93761 | 0 | 4.3818 | 0 | 4.3586 | 0 | 0.040605 | 0.74504 | 1.0096 | 0.030543 | 0.030543
2018-08-26 | 7 | 11 | Summer: Off-Peak |  | 70 | Cooling | 0 | 0.94956 | 0.93761 | 0 | 4.3818 | 0 | 4.3586 | 0 | 0.040605 | 0.72851 | 1.0096 | 0.029865 | 0.029865
2018-08-26 | 7 | 12 | Summer: Off-Peak |  | 73 | Cooling | 0 | 0.91648 | 0.93761 | 0 | #N/A | 0 | #N/A | 0 | 0.050301 | 0.75911 | 1.0096 | 0.038551 | 0.038551
2018-08-26 | 7 | 13 | Summer: Off-Peak |  | 73 | Cooling | 0 | 0.9004 | 0.93761 | 0 | #N/A | 0 | #N/A | 0 | 0.050301 | 0.79116 | 1.0096 | 0.040179 | 0.040179
2018-08-26 | 7 | 14 | Summer: Off-Peak |  | 75 | Cooling | 0 | 0.86033 | 0.93761 | 0 | #N/A | 0 | #N/A | 0 | 0.059881 | 0.84356 | 1.0096 | 0.050999 | 0.050999
2018-08-26 | 7 | 15 | Summer: Off-Peak |  | 72 | Cooling | 0 | 0.85755 | 0.93761 | 0 | #N/A | 0 | #N/A | 0 | 0.046446 | 0.96593 | 1.0096 | 0.045295 | 0.045295
2018-08-26 | 7 | 16 | Summer: Off-Peak |  | 70 | Cooling | 0 | 0.88345 | 0.93761 | 0 | 4.3818 | 0 | 4.3586 | 0 | 0.040605 | 1.1649 | 1.0096 | 0.047757 | 0.047757
2018-08-26 | 7 | 17 | Summer: Off-Peak |  | 70 | Cooling | 0 | 0.94026 | 0.93761 | 0 | 4.3818 | 0 | 4.3586 | 0 | 0.040605 | 1.3522 | 1.0096 | 0.055432 | 0.055432
2018-08-26 | 7 | 18 | Summer: Off-Peak |  | 68 | Cooling | 0 | 0.98182 | 0.93761 | 0 | 4.3818 | 0 | 4.3586 | 0 | 0.037256 | 1.5599 | 1.0096 | 0.058675 | 0.058675
2018-08-26 | 7 | 19 | Summer: Off-Peak |  | 64 | Cooling | 0 | 0.98419 | 0.93761 | 0 | 4.3818 | 0 | 4.3586 | 0 | 0.038036 | 1.6764 | 1.0096 | 0.064379 | 0.064379
2018-08-26 | 7 | 20 | Summer: Off-Peak |  | 64 | Cooling | 0 | 0.97072 | 0.93761 | 0 | 4.3818 | 0 | 4.3586 | 0 | 0.038036 | 1.5244 | 1.0096 | 0.058539 | 0.058539
2018-08-26 | 7 | 21 | Summer: Off-Peak |  | 63 | Cooling | 0 | 0.95751 | 0.93761 | 0 | 4.3818 | 0 | 4.3586 | 0 | 0.039789 | 1.4449 | 1.0096 | 0.058043 | 0.058043
2018-08-26 | 7 | 22 | Summer: Off-Peak |  | 61 | Cooling | 0 | 0.94265 | 0.93761 | 0 | 4.3818 | 0 | 4.3586 | 0 | 0.045165 | 1.2427 | 1.0096 | 0.056667 | 0.056667
2018-08-26 | 7 | 23 | Summer: Off-Peak |  | 57 | Cooling | 0 | 0.94451 | 0.93761 | 0 | 4.2531 | 0 | 4.112 | 0 | 0.025 | 1.0298 | 1.0096 | 0.025991 | 0.025991
2018-08-27 | 1 | 0 | Summer: Off-Peak |  | 57 | Neither | 0 | 0.97482 | 1.0177 | 0 | 4.2531 | 0 | 4.112 | 0 | 0 | 0.90669 | 0.9441 | 0 | 0
2018-08-27 | 1 | 1 | Summer: Off-Peak |  | 57 | Neither | 0 | 1.0122 | 1.0177 | 0 | 4.2531 | 0 | 4.112 | 0 | 0 | 0.81803 | 0.9441 | 0 | 0
2018-08-27 | 1 | 2 | Summer: Off-Peak |  | 54 | Neither | 0 | 1.051 | 1.0177 | 0 | 4.156 | 0 | 3.9259 | 0 | 0 | 0.74508 | 0.9441 | 0 | 0
2018-08-27 | 1 | 3 | Summer: Off-Peak |  | 55 | Neither | 0 | 1.0924 | 1.0177 | 0 | 4.1851 | 0 | 3.9877 | 0 | 0 | 0.69159 | 0.9441 | 0 | 0
2018-08-27 | 1 | 4 | Summer: Off-Peak |  | 55 | Neither | 0 | 1.1348 | 1.0177 | 0 | 4.1851 | 0 | 3.9877 | 0 | 0 | 0.64739 | 0.9441 | 0 | 0
2018-08-27 | 1 | 5 | Summer: Off-Peak |  | 55 | Neither | 0 | 1.1636 | 1.0177 | 0 | 4.1851 | 0 | 3.9877 | 0 | 0 | 0.7214 | 0.9441 | 0 | 0
2018-08-27 | 1 | 6 | Summer: Off-Peak |  | 54 | Neither | 0 | 1.2084 | 1.0177 | 0 | 4.156 | 0 | 3.9259 | 0 | 0 | 0.87787 | 0.9441 | 0 | 0
2018-08-27 | 1 | 7 | Summer: On-Peak |  | 57 | Neither | 0 | 1.1637 | 1.0177 | 0 | 4.2531 | 0 | 4.112 | 0 | 0 | 0.97331 | 0.9441 | 0 | 0
2018-08-27 | 1 | 8 | Summer: On-Peak |  | 59 | Neither | 0 | 1.0942 | 1.0177 | 0 | 4.3182 | 0 | 4.2356 | 0 | 0 | 0.9494 | 0.9441 | 0 | 0
2018-08-27 | 1 | 9 | Summer: On-Peak |  | 61 | Neither | 0 | 1.0343 | 1.0177 | 0 | 4.3818 | 0 | 4.3586 | 0 | 0 | 0.84085 | 0.9441 | 0 | 0
2018-08-27 | 1 | 10 | Summer: On-Peak |  | 63 | Neither | 0 | 0.98112 | 1.0177 | 0 | 4.3818 | 0 | 4.3586 | 0 | 0 | 0.74504 | 0.9441 | 0 | 0
2018-08-27 | 1 | 11 | Summer: On-Peak |  | 64 | Neither | 0 | 0.94956 | 1.0177 | 0 | 4.3818 | 0 | 4.3586 | 0 | 0 | 0.72851 | 0.9441 | 0 | 0
2018-08-27 | 1 | 12 | Summer: On-Peak |  | 64 | Neither | 0 | 0.91648 | 1.0177 | 0 | 4.3818 | 0 | 4.3586 | 0 | 0 | 0.75911 | 0.9441 | 0 | 0
2018-08-27 | 1 | 13 | Summer: On-Peak | Summer | 66 | Neither | 0 | 0.9004 | 1.0177 | 0 | 4.3818 | 0 | 4.3586 | 0 | 0 | 0.79116 | 0.9441 | 0 | 0
2018-08-27 | 1 | 14 | Summer: On-Peak | Summer | 68 | Neither | 0 | 0.86033 | 1.0177 | 0 | 4.3818 | 0 | 4.3586 | 0 | 0 | 0.84356 | 0.9441 | 0 | 0
2018-08-27 | 1 | 15 | Summer: On-Peak | Summer | 68 | Neither | 0 | 0.85755 | 1.0177 | 0 | 4.3818 | 0 | 4.3586 | 0 | 0 | 0.96593 | 0.9441 | 0 | 0
2018-08-27 | 1 | 16 | Summer: On-Peak | Summer | 66 | Neither | 0 | 0.88345 | 1.0177 | 0 | 4.3818 | 0 | 4.3586 | 0 | 0 | 1.1649 | 0.9441 | 0 | 0
2018-08-27 | 1 | 17 | Summer: On-Peak |  | 66 | Neither | 0 | 0.94026 | 1.0177 | 0 | 4.3818 | 0 | 4.3586 | 0 | 0 | 1.3522 | 0.9441 | 0 | 0
2018-08-27 | 1 | 18 | Summer: On-Peak |  | 64 | Neither | 0 | 0.98182 | 1.0177 | 0 | 4.3818 | 0 | 4.3586 | 0 | 0 | 1.5599 | 0.9441 | 0 | 0
2018-08-27 | 1 | 19 | Summer: On-Peak |  | 57 | Neither | 0 | 0.98419 | 1.0177 | 0 | 4.2531 | 0 | 4.112 | 0 | 0 | 1.6764 | 0.9441 | 0 | 0
2018-08-27 | 1 | 20 | Summer: On-Peak |  | 55 | Neither | 0 | 0.97072 | 1.0177 | 0 | 4.1851 | 0 | 3.9877 | 0 | 0 | 1.5244 | 0.9441 | 0 | 0
2018-08-27 | 1 | 21 | Summer: On-Peak |  | 55 | Neither | 0 | 0.95751 | 1.0177 | 0 | 4.1851 | 0 | 3.9877 | 0 | 0 | 1.4449 | 0.9441 | 0 | 0
2018-08-27 | 1 | 22 | Summer: On-Peak |  | 54 | Neither | 0 | 0.94265 | 1.0177 | 0 | 4.156 | 0 | 3.9259 | 0 | 0 | 1.2427 | 0.9441 | 0 | 0
2018-08-27 | 1 | 23 | Summer: Off-Peak |  | 54 | Neither | 0 | 0.94451 | 1.0177 | 0 | 4.156 | 0 | 3.9259 | 0 | 0 | 1.0298 | 0.9441 | 0 | 0
2018-08-28 | 2 | 0 | Summer: Off-Peak |  | 52 | Cooling | 0 | 0.97482 | 1.02 | 0 | 4.0951 | 0 | 3.8021 | 0 | 0.025 | 0.90669 | 0.83669 | 0.018965 | 0.018965
2018-08-28 | 2 | 1 | Summer: Off-Peak |  | 52 | Cooling | 0 | 1.0122 | 1.02 | 0 | 4.0951 | 0 | 3.8021 | 0 | 0.025 | 0.81803 | 0.83669 | 0.017111 | 0.017111
2018-08-28 | 2 | 2 | Summer: Off-Peak |  | 48 | Cooling | 0 | 1.051 | 1.02 | 0 | 3.9631 | 0 | 3.5525 | 0 | 0.025 | 0.74508 | 0.83669 | 0.015585 | 0.015585
2018-08-28 | 2 | 3 | Summer: Off-Peak |  | 48 | Cooling | 0 | 1.0924 | 1.02 | 0 | 3.9631 | 0 | 3.5525 | 0 | 0.025 | 0.69159 | 0.83669 | 0.014466 | 0.014466
2018-08-28 | 2 | 4 | Summer: Off-Peak |  | 48 | Cooling | 0 | 1.1348 | 1.02 | 0 | 3.9631 | 0 | 3.5525 | 0 | 0.025 | 0.64739 | 0.83669 | 0.013541 | 0.013541
2018-08-28 | 2 | 5 | Summer: Off-Peak |  | 48 | Cooling | 0 | 1.1636 | 1.02 | 0 | 3.9631 | 0 | 3.5525 | 0 | 0.025 | 0.7214 | 0.83669 | 0.01509 | 0.01509
2018-08-28 | 2 | 6 | Summer: Off-Peak |  | 48 | Cooling | 0 | 1.2084 | 1.02 | 0 | 3.9631 | 0 | 3.5525 | 0 | 0.025 | 0.87787 | 0.83669 | 0.018363 | 0.018363
2018-08-28 | 2 | 7 | Summer: On-Peak |  | 54 | Cooling | 0 | 1.1637 | 1.02 | 0 | 4.156 | 0 | 3.9259 | 0 | 0.025 | 0.97331 | 0.83669 | 0.020359 | 0.020359
2018-08-28 | 2 | 8 | Summer: On-Peak |  | 57 | Cooling | 0 | 1.0942 | 1.02 | 0 | 4.2531 | 0 | 4.112 | 0 | 0.025 | 0.9494 | 0.83669 | 0.019859 | 0.019859
2018-08-28 | 2 | 9 | Summer: On-Peak |  | 64 | Cooling | 0 | 1.0343 | 1.02 | 0 | 4.3818 | 0 | 4.3586 | 0 | 0.038036 | 0.84085 | 0.83669 | 0.02676 | 0.02676
2018-08-28 | 2 | 10 | Summer: On-Peak |  | 68 | Cooling | 0 | 0.98112 | 1.02 | 0 | 4.3818 | 0 | 4.3586 | 0 | 0.037256 | 0.74504 | 0.83669 | 0.023224 | 0.023224
2018-08-28 | 2 | 11 | Summer: On-Peak |  | 70 | Cooling | 0 | 0.94956 | 1.02 | 0 | 4.3818 | 0 | 4.3586 | 0 | 0.040605 | 0.72851 | 0.83669 | 0.02475 | 0.02475
2018-08-28 | 2 | 12 | Summer: On-Peak |  | 72 | Cooling | 0 | 0.91648 | 1.02 | 0 | #N/A | 0 | #N/A | 0 | 0.046446 | 0.75911 | 0.83669 | 0.029499 | 0.029499
2018-08-28 | 2 | 13 | Summer: On-Peak | Summer | 73 | Cooling | 0 | 0.9004 | 1.02 | 0 | #N/A | 0 | #N/A | 0 | 0.050301 | 0.79116 | 0.83669 | 0.033297 | 0.033297
2018-08-28 | 2 | 14 | Summer: On-Peak | Summer | 75 | Cooling | 0 | 0.86033 | 1.02 | 0 | #N/A | 0 | #N/A | 0 | 0.059881 | 0.84356 | 0.83669 | 0.042263 | 0.042263
2018-08-28 | 2 | 15 | Summer: On-Peak | Summer | 75 | Cooling | 0 | 0.85755 | 1.02 | 0 | #N/A | 0 | #N/A | 0 | 0.059881 | 0.96593 | 0.83669 | 0.048394 | 0.048394
2018-08-28 | 2 | 16 | Summer: On-Peak | Summer | 77 | Cooling | 0 | 0.88345 | 1.02 | 0 | #N/A | 0 | #N/A | 0 | 0.071953 | 1.1649 | 0.83669 | 0.070131 | 0.070131
2018-08-28 | 2 | 17 | Summer: On-Peak |  | 73 | Cooling | 0 | 0.94026 | 1.02 | 0 | #N/A | 0 | #N/A | 0 | 0.050301 | 1.3522 | 0.83669 | 0.056907 | 0.056907
2018-08-28 | 2 | 18 | Summer: On-Peak |  | 72 | Cooling | 0 | 0.98182 | 1.02 | 0 | #N/A | 0 | #N/A | 0 | 0.046446 | 1.5599 | 0.83669 | 0.060618 | 0.060618
2018-08-28 | 2 | 19 | Summer: On-Peak |  | 66 | Cooling | 0 | 0.98419 | 1.02 | 0 | 4.3818 | 0 | 4.3586 | 0 | 0.0364 | 1.6764 | 0.83669 | 0.051056 | 0.051056
2018-08-28 | 2 | 20 | Summer: On-Peak |  | 63 | Cooling | 0 | 0.97072 | 1.02 | 0 | 4.3818 | 0 | 4.3586 | 0 | 0.039789 | 1.5244 | 0.83669 | 0.050748 | 0.050748
2018-08-28 | 2 | 21 | Summer: On-Peak |  | 61 | Cooling | 0 | 0.95751 | 1.02 | 0 | 4.3818 | 0 | 4.3586 | 0 | 0.045165 | 1.4449 | 0.83669 | 0.054599 | 0.054599
2018-08-28 | 2 | 22 | Summer: On-Peak |  | 63 | Cooling | 0 | 0.94265 | 1.02 | 0 | 4.3818 | 0 | 4.3586 | 0 | 0.039789 | 1.2427 | 0.83669 | 0.041371 | 0.041371
2018-08-28 | 2 | 23 | Summer: Off-Peak |  | 61 | Cooling | 0 | 0.94451 | 1.02 | 0 | 4.3818 | 0 | 4.3586 | 0 | 0.045165 | 1.0298 | 0.83669 | 0.038913 | 0.038913
2018-08-29 | 3 | 0 | Summer: Off-Peak |  | 59 | Cooling | 0 | 0.97482 | 1.0263 | 0 | 4.3182 | 0 | 4.2356 | 0 | 0.025 | 0.90669 | 0.94211 | 0.021355 | 0.021355
2018-08-29 | 3 | 1 | Summer: Off-Peak |  | 57 | Cooling | 0 | 1.0122 | 1.0263 | 0 | 4.2531 | 0 | 4.112 | 0 | 0.025 | 0.81803 | 0.94211 | 0.019267 | 0.019267
2018-08-29 | 3 | 2 | Summer: Off-Peak |  | 57 | Cooling | 0 | 1.051 | 1.0263 | 0 | 4.2531 | 0 | 4.112 | 0 | 0.025 | 0.74508 | 0.94211 | 0.017549 | 0.017549
2018-08-29 | 3 | 3 | Summer: Off-Peak |  | 55 | Cooling | 0 | 1.0924 | 1.0263 | 0 | 4.1851 | 0 | 3.9877 | 0 | 0.025 | 0.69159 | 0.94211 | 0.016289 | 0.016289
2018-08-29 | 3 | 4 | Summer: Off-Peak |  | 55 | Cooling | 0 | 1.1348 | 1.0263 | 0 | 4.1851 | 0 | 3.9877 | 0 | 0.025 | 0.64739 | 0.94211 | 0.015248 | 0.015248
2018-08-29 | 3 | 5 | Summer: Off-Peak |  | 55 | Cooling | 0 | 1.1636 | 1.0263 | 0 | 4.1851 | 0 | 3.9877 | 0 | 0.025 | 0.7214 | 0.94211 | 0.016991 | 0.016991
2018-08-29 | 3 | 6 | Summer: Off-Peak |  | 57 | Cooling | 0 | 1.2084 | 1.0263 | 0 | 4.2531 | 0 | 4.112 | 0 | 0.025 | 0.87787 | 0.94211 | 0.020676 | 0.020676
2018-08-29 | 3 | 7 | Summer: On-Peak |  | 61 | Cooling | 0 | 1.1637 | 1.0263 | 0 | 4.3818 | 0 | 4.3586 | 0 | 0.045165 | 0.97331 | 0.94211 | 0.041414 | 0.041414
2018-08-29 | 3 | 8 | Summer: On-Peak |  | 66 | Cooling | 0 | 1.0942 | 1.0263 | 0 | 4.3818 | 0 | 4.3586 | 0 | 0.0364 | 0.9494 | 0.94211 | 0.032558 | 0.032558
2018-08-29 | 3 | 9 | Summer: On-Peak |  | 72 | Cooling | 0 | 1.0343 | 1.0263 | 0 | #N/A | 0 | #N/A | 0 | 0.046446 | 0.84085 | 0.94211 | 0.036793 | 0.036793
2018-08-29 | 3 | 10 | Summer: On-Peak |  | 75 | Cooling | 0 | 0.98112 | 1.0263 | 0 | #N/A | 0 | #N/A | 0 | 0.059881 | 0.74504 | 0.94211 | 0.042031 | 0.042031
2018-08-29 | 3 | 11 | Summer: On-Peak |  | 79 | Cooling | 0 | 0.94956 | 1.0263 | 0 | #N/A | 0 | #N/A | 0 | 0.086518 | 0.72851 | 0.94211 | 0.05938 | 0.05938
2018-08-29 | 3 | 12 | Summer: On-Peak |  | 81 | Cooling | 0 | 0.91648 | 1.0263 | 0 | #N/A | 0 | #N/A | 0 | 0.10358 | 0.75911 | 0.94211 | 0.074073 | 0.074073
2018-08-29 | 3 | 13 | Summer: On-Peak | Summer | 82 | Cooling | 0 | 0.9004 | 1.0263 | 0 | #N/A | 0 | #N/A | 0 | 0.11304 | 0.79116 | 0.94211 | 0.084254 | 0.084254
2018-08-29 | 3 | 14 | Summer: On-Peak | Summer | 84 | Cooling | 0 | 0.86033 | 1.0263 | 0 | #N/A | 0 | #N/A | 0 | 0.13383 | 0.84356 | 0.94211 | 0.10636 | 0.10636
2018-08-29 | 3 | 15 | Summer: On-Peak | Summer | 84 | Cooling | 0 | 0.85755 | 1.0263 | 0 | #N/A | 0 | #N/A | 0 | 0.13383 | 0.96593 | 0.94211 | 0.12179 | 0.12179
2018-08-29 | 3 | 16 | Summer: On-Peak | Summer | 84 | Cooling | 0 | 0.88345 | 1.0263 | 0 | #N/A | 0 | #N/A | 0 | 0.13383 | 1.1649 | 0.94211 | 0.14688 | 0.14688
2018-08-29 | 3 | 17 | Summer: On-Peak |  | 82 | Cooling | 0 | 0.94026 | 1.0263 | 0 | #N/A | 0 | #N/A | 0 | 0.11304 | 1.3522 | 0.94211 | 0.144 | 0.144
2018-08-29 | 3 | 18 | Summer: On-Peak |  | 81 | Cooling | 0 | 0.98182 | 1.0263 | 0 | #N/A | 0 | #N/A | 0 | 0.10358 | 1.5599 | 0.94211 | 0.15221 | 0.15221
2018-08-29 | 3 | 19 | Summer: On-Peak |  | 70 | Cooling | 0 | 0.98419 | 1.0263 | 0 | 4.3818 | 0 | 4.3586 | 0 | 0.040605 | 1.6764 | 0.94211 | 0.06413 | 0.06413
2018-08-29 | 3 | 20 | Summer: On-Peak |  | 70 | Cooling | 0 | 0.97072 | 1.0263 | 0 | 4.3818 | 0 | 4.3586 | 0 | 0.040605 | 1.5244 | 0.94211 | 0.058313 | 0.058313
2018-08-29 | 3 | 21 | Summer: On-Peak |  | 62 | Cooling | 0 | 0.95751 | 1.0263 | 0 | 4.3818 | 0 | 4.3586 | 0 | 0.042165 | 1.4449 | 0.94211 | 0.057396 | 0.057396
2018-08-29 | 3 | 22 | Summer: On-Peak |  | 62 | Cooling | 0 | 0.94265 | 1.0263 | 0 | 4.3818 | 0 | 4.3586 | 0 | 0.042165 | 1.2427 | 0.94211 | 0.049366 | 0.049366
2018-08-29 | 3 | 23 | Summer: Off-Peak |  | 60 | Cooling | 0 | 0.94451 | 1.0263 | 0 | 4.35 | 0 | 4.2971 | 0 | 0.025 | 1.0298 | 0.94211 | 0.024253 | 0.024253
2018-08-30 | 4 | 0 | Summer: Off-Peak |  | 59 | Cooling | 0 | 0.97482 | 1.002 | 0 | 4.3182 | 0 | 4.2356 | 0 | 0.025 | 0.90669 | 1.0706 | 0.024267 | 0.024267
2018-08-30 | 4 | 1 | Summer: Off-Peak |  | 57 | Cooling | 0 | 1.0122 | 1.002 | 0 | 4.2531 | 0 | 4.112 | 0 | 0.025 | 0.81803 | 1.0706 | 0.021894 | 0.021894
2018-08-30 | 4 | 2 | Summer: Off-Peak |  | 57 | Cooling | 0 | 1.051 | 1.002 | 0 | 4.2531 | 0 | 4.112 | 0 | 0.025 | 0.74508 | 1.0706 | 0.019941 | 0.019941
2018-08-30 | 4 | 3 | Summer: Off-Peak |  | 57 | Cooling | 0 | 1.0924 | 1.002 | 0 | 4.2531 | 0 | 4.112 | 0 | 0.025 | 0.69159 | 1.0706 | 0.01851 | 0.01851
2018-08-30 | 4 | 4 | Summer: Off-Peak |  | 55 | Cooling | 0 | 1.1348 | 1.002 | 0 | 4.1851 | 0 | 3.9877 | 0 | 0.025 | 0.64739 | 1.0706 | 0.017327 | 0.017327
2018-08-30 | 4 | 5 | Summer: Off-Peak |  | 55 | Cooling | 0 | 1.1636 | 1.002 | 0 | 4.1851 | 0 | 3.9877 | 0 | 0.025 | 0.7214 | 1.0706 | 0.019308 | 0.019308
2018-08-30 | 4 | 6 | Summer: Off-Peak |  | 55 | Cooling | 0 | 1.2084 | 1.002 | 0 | 4.1851 | 0 | 3.9877 | 0 | 0.025 | 0.87787 | 1.0706 | 0.023496 | 0.023496
2018-08-30 | 4 | 7 | Summer: On-Peak |  | 61 | Cooling | 0 | 1.1637 | 1.002 | 0 | 4.3818 | 0 | 4.3586 | 0 | 0.045165 | 0.97331 | 1.0706 | 0.047061 | 0.047061
2018-08-30 | 4 | 8 | Summer: On-Peak |  | 64 | Cooling | 0 | 1.0942 | 1.002 | 0 | 4.3818 | 0 | 4.3586 | 0 | 0.038036 | 0.9494 | 1.0706 | 0.03866 | 0.03866
2018-08-30 | 4 | 9 | Summer: On-Peak |  | 72 | Cooling | 0 | 1.0343 | 1.002 | 0 | #N/A | 0 | #N/A | 0 | 0.046446 | 0.84085 | 1.0706 | 0.04181 | 0.04181
2018-08-30 | 4 | 10 | Summer: On-Peak |  | 73 | Cooling | 0 | 0.98112 | 1.002 | 0 | #N/A | 0 | #N/A | 0 | 0.050301 | 0.74504 | 1.0706 | 0.040121 | 0.040121
2018-08-30 | 4 | 11 | Summer: On-Peak |  | 79 | Cooling | 0 | 0.94956 | 1.002 | 0 | #N/A | 0 | #N/A | 0 | 0.086518 | 0.72851 | 1.0706 | 0.067477 | 0.067477
2018-08-30 | 4 | 12 | Summer: On-Peak |  | 81 | Cooling | 0 | 0.91648 | 1.002 | 0 | #N/A | 0 | #N/A | 0 | 0.10358 | 0.75911 | 1.0706 | 0.084173 | 0.084173
2018-08-30 | 4 | 13 | Summer: On-Peak | Summer | 81 | Cooling | 0 | 0.9004 | 1.002 | 0 | #N/A | 0 | #N/A | 0 | 0.10358 | 0.79116 | 1.0706 | 0.087727 | 0.087727
2018-08-30 | 4 | 14 | Summer: On-Peak | Summer | 88 | Cooling | 0 | 0.86033 | 1.002 | 0 | #N/A | 0 | #N/A | 0 | 0.1829 | 0.84356 | 1.0706 | 0.16518 | 0.16518
2018-08-30 | 4 | 15 | Summer: On-Peak | Summer | 87 | Cooling | 0 | 0.85755 | 1.002 | 0 | #N/A | 0 | #N/A | 0 | 0.1697 | 0.96593 | 1.0706 | 0.17549 | 0.17549
2018-08-30 | 4 | 16 | Summer: On-Peak | Summer | 86 | Cooling | 0 | 0.88345 | 1.002 | 0 | #N/A | 0 | #N/A | 0 | 0.15712 | 1.1649 | 1.0706 | 0.19595 | 0.19595
2018-08-30 | 4 | 17 | Summer: On-Peak |  | 82 | Cooling | 0 | 0.94026 | 1.002 | 0 | #N/A | 0 | #N/A | 0 | 0.11304 | 1.3522 | 1.0706 | 0.16363 | 0.16363
2018-08-30 | 4 | 18 | Summer: On-Peak |  | 73 | Cooling | 0 | 0.98182 | 1.002 | 0 | #N/A | 0 | #N/A | 0 | 0.050301 | 1.5599 | 1.0706 | 0.084001 | 0.084001
2018-08-30 | 4 | 19 | Summer: On-Peak |  | 73 | Cooling | 0 | 0.98419 | 1.002 | 0 | #N/A | 0 | #N/A | 0 | 0.050301 | 1.6764 | 1.0706 | 0.090276 | 0.090276
2018-08-30 | 4 | 20 | Summer: On-Peak |  | 73 | Cooling | 0 | 0.97072 | 1.002 | 0 | #N/A | 0 | #N/A | 0 | 0.050301 | 1.5244 | 1.0706 | 0.082088 | 0.082088
2018-08-30 | 4 | 21 | Summer: On-Peak |  | 71 | Cooling | 0 | 0.95751 | 1.002 | 0 | #N/A | 0 | #N/A | 0 | 0.043214 | 1.4449 | 1.0706 | 0.066844 | 0.066844
2018-08-30 | 4 | 22 | Summer: On-Peak |  | 69 | Cooling | 0 | 0.94265 | 1.002 | 0 | 4.3818 | 0 | 4.3586 | 0 | 0.038619 | 1.2427 | 1.0706 | 0.051379 | 0.051379
2018-08-30 | 4 | 23 | Summer: Off-Peak |  | 67 | Cooling | 0 | 0.94451 | 1.002 | 0 | 4.3818 | 0 | 4.3586 | 0 | 0.036516 | 1.0298 | 1.0706 | 0.040256 | 0.040256
2018-08-31 | 5 | 0 | Summer: Off-Peak |  | 67 | Cooling | 0 | 0.97482 | 1.0078 | 0 | 4.3818 | 0 | 4.3586 | 0 | 0.036516 | 0.90669 | 1.1856 | 0.039255 | 0.039255
2018-08-31 | 5 | 1 | Summer: Off-Peak |  | 67 | Cooling | 0 | 1.0122 | 1.0078 | 0 | 4.3818 | 0 | 4.3586 | 0 | 0.036516 | 0.81803 | 1.1856 | 0.035417 | 0.035417
2018-08-31 | 5 | 2 | Summer: Off-Peak |  | 66 | Cooling | 0 | 1.051 | 1.0078 | 0 | 4.3818 | 0 | 4.3586 | 0 | 0.0364 | 0.74508 | 1.1856 | 0.032155 | 0.032155
2018-08-31 | 5 | 3 | Summer: Off-Peak |  | 65 | Cooling | 0 | 1.0924 | 1.0078 | 0 | 4.3818 | 0 | 4.3586 | 0 | 0.036907 | 0.69159 | 1.1856 | 0.030262 | 0.030262
2018-08-31 | 5 | 4 | Summer: Off-Peak |  | 63 | Cooling | 0 | 1.1348 | 1.0078 | 0 | 4.3818 | 0 | 4.3586 | 0 | 0.039789 | 0.64739 | 1.1856 | 0.030541 | 0.030541
2018-08-31 | 5 | 5 | Summer: Off-Peak |  | 63 | Cooling | 0 | 1.1636 | 1.0078 | 0 | 4.3818 | 0 | 4.3586 | 0 | 0.039789 | 0.7214 | 1.1856 | 0.034032 | 0.034032
2018-08-31 | 5 | 6 | Summer: Off-Peak |  | 67 | Cooling | 0 | 1.2084 | 1.0078 | 0 | 4.3818 | 0 | 4.3586 | 0 | 0.036516 | 0.87787 | 1.1856 | 0.038007 | 0.038007
2018-08-31 | 5 | 7 | Summer: On-Peak |  | 70 | Cooling | 0 | 1.1637 | 1.0078 | 0 | 4.3818 | 0 | 4.3586 | 0 | 0.040605 | 0.97331 | 1.1856 | 0.046857 | 0.046857
2018-08-31 | 5 | 8 | Summer: On-Peak |  | 73 | Cooling | 0 | 1.0942 | 1.0078 | 0 | #N/A | 0 | #N/A | 0 | 0.050301 | 0.9494 | 1.1856 | 0.05662 | 0.05662
2018-08-31 | 5 | 9 | Summer: On-Peak |  | 79 | Cooling | 0 | 1.0343 | 1.0078 | 0 | #N/A | 0 | #N/A | 0 | 0.086518 | 0.84085 | 1.1856 | 0.086252 | 0.086252
2018-08-31 | 5 | 10 | Summer: On-Peak |  | 81 | Cooling | 0 | 0.98112 | 1.0078 | 0 | #N/A | 0 | #N/A | 0 | 0.10358 | 0.74504 | 1.1856 | 0.091492 | 0.091492
2018-08-31 | 5 | 11 | Summer: On-Peak |  | 82 | Cooling | 0 | 0.94956 | 1.0078 | 0 | #N/A | 0 | #N/A | 0 | 0.11304 | 0.72851 | 1.1856 | 0.097636 | 0.097636
2018-08-31 | 5 | 12 | Summer: On-Peak |  | 84 | Cooling | 0 | 0.91648 | 1.0078 | 0 | #N/A | 0 | #N/A | 0 | 0.13383 | 0.75911 | 1.1856 | 0.12045 | 0.12045
2018-08-31 | 5 | 13 | Summer: On-Peak | Summer | 86 | Cooling | 0 | 0.9004 | 1.0078 | 0 | #N/A | 0 | #N/A | 0 | 0.15712 | 0.79116 | 1.1856 | 0.14738 | 0.14738
2018-08-31 | 5 | 14 | Summer: On-Peak | Summer | 88 | Cooling | 0 | 0.86033 | 1.0078 | 0 | #N/A | 0 | #N/A | 0 | 0.1829 | 0.84356 | 1.1856 | 0.18293 | 0.18293
2018-08-31 | 5 | 15 | Summer: On-Peak | Summer | 88 | Cooling | 0 | 0.85755 | 1.0078 | 0 | #N/A | 0 | #N/A | 0 | 0.1829 | 0.96593 | 1.1856 | 0.20947 | 0.20947
2018-08-31 | 5 | 16 | Summer: On-Peak | Summer | 88 | Cooling | 0 | 0.88345 | 1.0078 | 0 | #N/A | 0 | #N/A | 0 | 0.1829 | 1.1649 | 1.1856 | 0.25262 | 0.25262
2018-08-31 | 5 | 17 | Summer: On-Peak |  | 86 | Cooling | 0 | 0.94026 | 1.0078 | 0 | #N/A | 0 | #N/A | 0 | 0.15712 | 1.3522 | 1.1856 | 0.25189 | 0.25189
2018-08-31 | 5 | 18 | Summer: On-Peak |  | 79 | Cooling | 0 | 0.98182 | 1.0078 | 0 | #N/A | 0 | #N/A | 0 | 0.086518 | 1.5599 | 1.1856 | 0.16001 | 0.16001
2018-08-31 | 5 | 19 | Summer: On-Peak |  | 75 | Cooling | 0 | 0.98419 | 1.0078 | 0 | #N/A | 0 | #N/A | 0 | 0.059881 | 1.6764 | 1.1856 | 0.11902 | 0.11902
2018-08-31 | 5 | 20 | Summer: On-Peak |  | 73 | Cooling | 0 | 0.97072 | 1.0078 | 0 | #N/A | 0 | #N/A | 0 | 0.050301 | 1.5244 | 1.1856 | 0.09091 | 0.09091
2018-08-31 | 5 | 21 | Summer: On-Peak |  | 72 | Cooling | 0 | 0.95751 | 1.0078 | 0 | #N/A | 0 | #N/A | 0 | 0.046446 | 1.4449 | 1.1856 | 0.079564 | 0.079564
2018-08-31 | 5 | 22 | Summer: On-Peak |  | 70 | Cooling | 0 | 0.94265 | 1.0078 | 0 | 4.3818 | 0 | 4.3586 | 0 | 0.040605 | 1.2427 | 1.1856 | 0.059827 | 0.059827
2018-08-31 | 5 | 23 | Summer: Off-Peak |  | 70 | Cooling | 0 | 0.94451 | 1.0078 | 0 | 4.3818 | 0 | 4.3586 | 0 | 0.040605 | 1.0298 | 1.1856 | 0.049574 | 0.049574
2018-09-01 | 6 | 0 | Summer: Off-Peak |  | 68 | Cooling | 0 | 0.97482 | 0.98855 | 0 | 4.3818 | 0 | 4.3586 | 0 | 0.037256 | 0.90669 | 1.0113 | 0.034161 | 0.034161
2018-09-01 | 6 | 1 | Summer: Off-Peak |  | 66 | Cooling | 0 | 1.0122 | 0.98855 | 0 | 4.3818 | 0 | 4.3586 | 0 | 0.0364 | 0.81803 | 1.0113 | 0.030113 | 0.030113
2018-09-01 | 6 | 2 | Summer: Off-Peak |  | 64 | Cooling | 0 | 1.051 | 0.98855 | 0 | 4.3818 | 0 | 4.3586 | 0 | 0.038036 | 0.74508 | 1.0113 | 0.02866 | 0.02866
2018-09-01 | 6 | 3 | Summer: Off-Peak |  | 66 | Cooling | 0 | 1.0924 | 0.98855 | 0 | 4.3818 | 0 | 4.3586 | 0 | 0.0364 | 0.69159 | 1.0113 | 0.025458 | 0.025458
2018-09-01 | 6 | 4 | Summer: Off-Peak |  | 64 | Cooling | 0 | 1.1348 | 0.98855 | 0 | 4.3818 | 0 | 4.3586 | 0 | 0.038036 | 0.64739 | 1.0113 | 0.024902 | 0.024902
2018-09-01 | 6 | 5 | Summer: Off-Peak |  | 64 | Cooling | 0 | 1.1636 | 0.98855 | 0 | 4.3818 | 0 | 4.3586 | 0 | 0.038036 | 0.7214 | 1.0113 | 0.027749 | 0.027749
2018-09-01 | 6 | 6 | Summer: Off-Peak |  | 64 | Cooling | 0 | 1.2084 | 0.98855 | 0 | 4.3818 | 0 | 4.3586 | 0 | 0.038036 | 0.87787 | 1.0113 | 0.033768 | 0.033768
2018-09-01 | 6 | 7 | Summer: Off-Peak |  | 68 | Cooling | 0 | 1.1637 | 0.98855 | 0 | 4.3818 | 0 | 4.3586 | 0 | 0.037256 | 0.97331 | 1.0113 | 0.036671 | 0.036671
2018-09-01 | 6 | 8 | Summer: Off-Peak |  | 73 | Cooling | 0 | 1.0942 | 0.98855 | 0 | #N/A | 0 | #N/A | 0 | 0.050301 | 0.9494 | 1.0113 | 0.048295 | 0.048295
2018-09-01 | 6 | 9 | Summer: Off-Peak |  | 79 | Cooling | 0 | 1.0343 | 0.98855 | 0 | #N/A | 0 | #N/A | 0 | 0.086518 | 0.84085 | 1.0113 | 0.07357 | 0.07357
2018-09-01 | 6 | 10 | Summer: Off-Peak |  | 82 | Cooling | 0 | 0.98112 | 0.98855 | 0 | #N/A | 0 | #N/A | 0 | 0.11304 | 0.74504 | 1.0113 | 0.085169 | 0.085169
2018-09-01 | 6 | 11 | Summer: Off-Peak |  | 86 | Cooling | 0 | 0.94956 | 0.98855 | 0 | #N/A | 0 | #N/A | 0 | 0.15712 | 0.72851 | 1.0113 | 0.11576 | 0.11576
2018-09-01 | 6 | 12 | Summer: Off-Peak |  | 86 | Cooling | 0 | 0.91648 | 0.98855 | 0 | #N/A | 0 | #N/A | 0 | 0.15712 | 0.75911 | 1.0113 | 0.12062 | 0.12062
2018-09-01 | 6 | 13 | Summer: Off-Peak |  | 88 | Cooling | 0 | 0.9004 | 0.98855 | 0 | #N/A | 0 | #N/A | 0 | 0.1829 | 0.79116 | 1.0113 | 0.14634 | 0.14634
2018-09-01 | 6 | 14 | Summer: Off-Peak |  | 88 | Cooling | 0 | 0.86033 | 0.98855 | 0 | #N/A | 0 | #N/A | 0 | 0.1829 | 0.84356 | 1.0113 | 0.15603 | 0.15603
2018-09-01 | 6 | 15 | Summer: Off-Peak |  | 90 | Cooling | 0 | 0.85755 | 0.98855 | 0 | #N/A | 0 | #N/A | 0 | 0.21118 | 0.96593 | 1.0113 | 0.20628 | 0.20628
2018-09-01 | 6 | 16 | Summer: Off-Peak |  | 88 | Cooling | 0 | 0.88345 | 0.98855 | 0 | #N/A | 0 | #N/A | 0 | 0.1829 | 1.1649 | 1.0113 | 0.21548 | 0.21548
2018-09-01 | 6 | 17 | Summer: Off-Peak |  | 84 | Cooling | 0 | 0.94026 | 0.98855 | 0 | #N/A | 0 | #N/A | 0 | 0.13383 | 1.3522 | 1.0113 | 0.18301 | 0.18301
2018-09-01 | 6 | 18 | Summer: Off-Peak |  | 81 | Cooling | 0 | 0.98182 | 0.98855 | 0 | #N/A | 0 | #N/A | 0 | 0.10358 | 1.5599 | 1.0113 | 0.16339 | 0.16339
2018-09-01 | 6 | 19 | Summer: Off-Peak |  | 75 | Cooling | 0 | 0.98419 | 0.98855 | 0 | #N/A | 0 | #N/A | 0 | 0.059881 | 1.6764 | 1.0113 | 0.10152 | 0.10152
2018-09-01 | 6 | 20 | Summer: Off-Peak |  | 73 | Cooling | 0 | 0.97072 | 0.98855 | 0 | #N/A | 0 | #N/A | 0 | 0.050301 | 1.5244 | 1.0113 | 0.077543 | 0.077543
2018-09-01 | 6 | 21 | Summer: Off-Peak |  | 72 | Cooling | 0 | 0.95751 | 0.98855 | 0 | #N/A | 0 | #N/A | 0 | 0.046446 | 1.4449 | 1.0113 | 0.067865 | 0.067865
2018-09-01 | 6 | 22 | Summer: Off-Peak |  | 70 | Cooling | 0 | 0.94265 | 0.98855 | 0 | 4.3818 | 0 | 4.3586 | 0 | 0.040605 | 1.2427 | 1.0113 | 0.051029 | 0.051029
2018-09-01 | 6 | 23 | Summer: Off-Peak |  | 70 | Cooling | 0 | 0.94451 | 0.98855 | 0 | 4.3818 | 0 | 4.3586 | 0 | 0.040605 | 1.0298 | 1.0113 | 0.042285 | 0.042285
2018-09-02 | 7 | 0 | Summer: Off-Peak |  | 66 | Cooling | 0 | 0.97482 | 0.93761 | 0 | 4.3818 | 0 | 4.3586 | 0 | 0.0364 | 0.90669 | 1.0096 | 0.033321 | 0.033321
2018-09-02 | 7 | 1 | Summer: Off-Peak |  | 66 | Cooling | 0 | 1.0122 | 0.93761 | 0 | 4.3818 | 0 | 4.3586 | 0 | 0.0364 | 0.81803 | 1.0096 | 0.030063 | 0.030063
2018-09-02 | 7 | 2 | Summer: Off-Peak |  | 66 | Cooling | 0 | 1.051 | 0.93761 | 0 | 4.3818 | 0 | 4.3586 | 0 | 0.0364 | 0.74508 | 1.0096 | 0.027382 | 0.027382
2018-09-02 | 7 | 3 | Summer: Off-Peak |  | 64 | Cooling | 0 | 1.0924 | 0.93761 | 0 | 4.3818 | 0 | 4.3586 | 0 | 0.038036 | 0.69159 | 1.0096 | 0.026559 | 0.026559
2018-09-02 | 7 | 4 | Summer: Off-Peak |  | 64 | Cooling | 0 | 1.1348 | 0.93761 | 0 | 4.3818 | 0 | 4.3586 | 0 | 0.038036 | 0.64739 | 1.0096 | 0.024861 | 0.024861
2018-09-02 | 7 | 5 | Summer: Off-Peak |  | 63 | Cooling | 0 | 1.1636 | 0.93761 | 0 | 4.3818 | 0 | 4.3586 | 0 | 0.039789 | 0.7214 | 1.0096 | 0.02898 | 0.02898
2018-09-02 | 7 | 6 | Summer: Off-Peak |  | 64 | Cooling | 0 | 1.2084 | 0.93761 | 0 | 4.3818 | 0 | 4.3586 | 0 | 0.038036 | 0.87787 | 1.0096 | 0.033712 | 0.033712
2018-09-02 | 7 | 7 | Summer: Off-Peak |  | 70 | Cooling | 0 | 1.1637 | 0.93761 | 0 | 4.3818 | 0 | 4.3586 | 0 | 0.040605 | 0.97331 | 1.0096 | 0.039901 | 0.039901
2018-09-02 | 7 | 8 | Summer: Off-Peak |  | 75 | Cooling | 0 | 1.0942 | 0.93761 | 0 | #N/A | 0 | #N/A | 0 | 0.059881 | 0.9494 | 1.0096 | 0.057398 | 0.057398
2018-09-02 | 7 | 9 | Summer: Off-Peak |  | 79 | Cooling | 0 | 1.0343 | 0.93761 | 0 | #N/A | 0 | #N/A | 0 | 0.086518 | 0.84085 | 1.0096 | 0.073448 | 0.073448
2018-09-02 | 7 | 10 | Summer: Off-Peak |  | 82 | Cooling | 0 | 0.98112 | 0.93761 | 0 | #N/A | 0 | #N/A | 0 | 0.11304 | 0.74504 | 1.0096 | 0.085029 | 0.085029
2018-09-02 | 7 | 11 | Summer: Off-Peak |  | 84 | Cooling | 0 | 0.94956 | 0.93761 | 0 | #N/A | 0 | #N/A | 0 | 0.13383 | 0.72851 | 1.0096 | 0.098437 | 0.098437
2018-09-02 | 7 | 12 | Summer: Off-Peak |  | 88 | Cooling | 0 | 0.91648 | 0.93761 | 0 | #N/A | 0 | #N/A | 0 | 0.1829 | 0.75911 | 1.0096 | 0.14018 | 0.14018
2018-09-02 | 7 | 13 | Summer: Off-Peak |  | 88 | Cooling | 0 | 0.9004 | 0.93761 | 0 | #N/A | 0 | #N/A | 0 | 0.1829 | 0.79116 | 1.0096 | 0.1461 | 0.1461
2018-09-02 | 7 | 14 | Summer: Off-Peak |  | 90 | Cooling | 0 | 0.86033 | 0.93761 | 0 | #N/A | 0 | #N/A | 0 | 0.21118 | 0.84356 | 1.0096 | 0.17985 | 0.17985
2018-09-02 | 7 | 15 | Summer: Off-Peak |  | 88 | Cooling | 0 | 0.85755 | 0.93761 | 0 | #N/A | 0 | #N/A | 0 | 0.1829 | 0.96593 | 1.0096 | 0.17837 | 0.17837
2018-09-02 | 7 | 16 | Summer: Off-Peak |  | 88 | Cooling | 0 | 0.88345 | 0.93761 | 0 | #N/A | 0 | #N/A | 0 | 0.1829 | 1.1649 | 1.0096 | 0.21512 | 0.21512
2018-09-02 | 7 | 17 | Summer: Off-Peak |  | 86 | Cooling | 0 | 0.94026 | 0.93761 | 0 | #N/A | 0 | #N/A | 0 | 0.15712 | 1.3522 | 1.0096 | 0.2145 | 0.2145
2018-09-02 | 7 | 18 | Summer: Off-Peak |  | 81 | Cooling | 0 | 0.98182 | 0.93761 | 0 | #N/A | 0 | #N/A | 0 | 0.10358 | 1.5599 | 1.0096 | 0.16312 | 0.16312
2018-09-02 | 7 | 19 | Summer: Off-Peak |  | 77 | Cooling | 0 | 0.98419 | 0.93761 | 0 | #N/A | 0 | #N/A | 0 | 0.071953 | 1.6764 | 1.0096 | 0.12178 | 0.12178
2018-09-02 | 7 | 20 | Summer: Off-Peak |  | 73 | Cooling | 0 | 0.97072 | 0.93761 | 0 | #N/A | 0 | #N/A | 0 | 0.050301 | 1.5244 | 1.0096 | 0.077415 | 0.077415
2018-09-02 | 7 | 21 | Summer: Off-Peak |  | 72 | Cooling | 0 | 0.95751 | 0.93761 | 0 | #N/A | 0 | #N/A | 0 | 0.046446 | 1.4449 | 1.0096 | 0.067753 | 0.067753
2018-09-02 | 7 | 22 | Summer: Off-Peak |  | 72 | Cooling | 0 | 0.94265 | 0.93761 | 0 | #N/A | 0 | #N/A | 0 | 0.046446 | 1.2427 | 1.0096 | 0.058274 | 0.058274
2018-09-02 | 7 | 23 | Summer: Off-Peak |  | 72 | Cooling | 0 | 0.94451 | 0.93761 | 0 | #N/A | 0 | #N/A | 0 | 0.046446 | 1.0298 | 1.0096 | 0.048288 | 0.048288
2018-09-03 | 1 | 0 | Summer: Off-Peak |  | 70 | Cooling | 0 | 0.97482 | 1.0177 | 0 | 4.3818 | 0 | 4.3586 | 0 | 0.040605 | 0.90669 | 0.9441 | 0.034758 | 0.034758
2018-09-03 | 1 | 1 | Summer: Off-Peak |  | 70 | Cooling | 0 | 1.0122 | 1.0177 | 0 | 4.3818 | 0 | 4.3586 | 0 | 0.040605 | 0.81803 | 0.9441 | 0.031359 | 0.031359
2018-09-03 | 1 | 2 | Summer: Off-Peak |  | 70 | Cooling | 0 | 1.051 | 1.0177 | 0 | 4.3818 | 0 | 4.3586 | 0 | 0.040605 | 0.74508 | 0.9441 | 0.028562 | 0.028562
2018-09-03 | 1 | 3 | Summer: Off-Peak |  | 68 | Cooling | 0 | 1.0924 | 1.0177 | 0 | 4.3818 | 0 | 4.3586 | 0 | 0.037256 | 0.69159 | 0.9441 | 0.024326 | 0.024326
2018-09-03 | 1 | 4 | Summer: Off-Peak |  | 66 | Cooling | 0 | 1.1348 | 1.0177 | 0 | 4.3818 | 0 | 4.3586 | 0 | 0.0364 | 0.64739 | 0.9441 | 0.022248 | 0.022248
2018-09-03 | 1 | 5 | Summer: Off-Peak |  | 66 | Cooling | 0 | 1.1636 | 1.0177 | 0 | 4.3818 | 0 | 4.3586 | 0 | 0.0364 | 0.7214 | 0.9441 | 0.024791 | 0.024791
2018-09-03 | 1 | 6 | Summer: Off-Peak |  | 68 | Cooling | 0 | 1.2084 | 1.0177 | 0 | 4.3818 | 0 | 4.3586 | 0 | 0.037256 | 0.87787 | 0.9441 | 0.030878 | 0.030878
2018-09-03 | 1 | 7 | Summer: On-Peak |  | 70 | Cooling | 0 | 1.1637 | 1.0177 | 0 | 4.3818 | 0 | 4.3586 | 0 | 0.040605 | 0.97331 | 0.9441 | 0.037312 | 0.037312
2018-09-03 | 1 | 8 | Summer: On-Peak |  | 75 | Cooling | 0 | 1.0942 | 1.0177 | 0 | #N/A | 0 | #N/A | 0 | 0.059881 | 0.9494 | 0.9441 | 0.053673 | 0.053673
2018-09-03 | 1 | 9 | Summer: On-Peak |  | 79 | Cooling | 0 | 1.0343 | 1.0177 | 0 | #N/A | 0 | #N/A | 0 | 0.086518 | 0.84085 | 0.9441 | 0.068682 | 0.068682
2018-09-03 | 1 | 10 | Summer: On-Peak |  | 81 | Cooling | 0 | 0.98112 | 1.0177 | 0 | #N/A | 0 | #N/A | 0 | 0.10358 | 0.74504 | 0.9441 | 0.072854 | 0.072854
2018-09-03 | 1 | 11 | Summer: On-Peak |  | 82 | Cooling | 0 | 0.94956 | 1.0177 | 0 | #N/A | 0 | #N/A | 0 | 0.11304 | 0.72851 | 0.9441 | 0.077746 | 0.077746
2018-09-03 | 1 | 12 | Summer: On-Peak |  | 86 | Cooling | 0 | 0.91648 | 1.0177 | 0 | #N/A | 0 | #N/A | 0 | 0.15712 | 0.75911 | 0.9441 | 0.11261 | 0.11261
2018-09-03 | 1 | 13 | Summer: On-Peak |  | 84 | Cooling | 0 | 0.9004 | 1.0177 | 0 | #N/A | 0 | #N/A | 0 | 0.13383 | 0.79116 | 0.9441 | 0.099965 | 0.099965
2018-09-03 | 1 | 14 | Summer: On-Peak |  | 84 | Cooling | 0 | 0.86033 | 1.0177 | 0 | #N/A | 0 | #N/A | 0 | 0.13383 | 0.84356 | 0.9441 | 0.10659 | 0.10659
2018-09-03 | 1 | 15 | Summer: On-Peak |  | 81 | Cooling | 0 | 0.85755 | 1.0177 | 0 | #N/A | 0 | #N/A | 0 | 0.10358 | 0.96593 | 0.9441 | 0.094453 | 0.094453
2018-09-03 | 1 | 16 | Summer: On-Peak |  | 79 | Cooling | 0 | 0.88345 | 1.0177 | 0 | #N/A | 0 | #N/A | 0 | 0.086518 | 1.1649 | 0.9441 | 0.095154 | 0.095154
2018-09-03 | 1 | 17 | Summer: On-Peak |  | 79 | Cooling | 0 | 0.94026 | 1.0177 | 0 | #N/A | 0 | #N/A | 0 | 0.086518 | 1.3522 | 0.9441 | 0.11045 | 0.11045
2018-09-03 | 1 | 18 | Summer: On-Peak |  | 79 | Cooling | 0 | 0.98182 | 1.0177 | 0 | #N/A | 0 | #N/A | 0 | 0.086518 | 1.5599 | 0.9441 | 0.12741 | 0.12741
2018-09-03 | 1 | 19 | Summer: On-Peak |  | 77 | Cooling | 0 | 0.98419 | 1.0177 | 0 | #N/A | 0 | #N/A | 0 | 0.071953 | 1.6764 | 0.9441 | 0.11388 | 0.11388
2018-09-03 | 1 | 20 | Summer: On-Peak |  | 73 | Cooling | 0 | 0.97072 | 1.0177 | 0 | #N/A | 0 | #N/A | 0 | 0.050301 | 1.5244 | 0.9441 | 0.072391 | 0.072391
2018-09-03 | 1 | 21 | Summer: On-Peak |  | 75 | Cooling | 0 | 0.95751 | 1.0177 | 0 | #N/A | 0 | #N/A | 0 | 0.059881 | 1.4449 | 0.9441 | 0.081683 | 0.081683
2018-09-03 | 1 | 22 | Summer: On-Peak |  | 73 | Cooling | 0 | 0.94265 | 1.0177 | 0 | #N/A | 0 | #N/A | 0 | 0.050301 | 1.2427 | 0.9441 | 0.059015 | 0.059015
2018-09-03 | 1 | 23 | Summer: Off-Peak |  | 72 | Cooling | 0 | 0.94451 | 1.0177 | 0 | #N/A | 0 | #N/A | 0 | 0.046446 | 1.0298 | 0.9441 | 0.045154 | 0.045154
2018-09-04 | 2 | 0 | Summer: Off-Peak |  | 72 | Cooling | 0 | 0.97482 | 1.02 | 0 | #N/A | 0 | #N/A | 0 | 0.046446 | 0.90669 | 0.83669 | 0.035234 | 0.035234
2018-09-04 | 2 | 1 | Summer: Off-Peak |  | 70 | Cooling | 0 | 1.0122 | 1.02 | 0 | 4.3818 | 0 | 4.3586 | 0 | 0.040605 | 0.81803 | 0.83669 | 0.027791 | 0.027791
2018-09-04 | 2 | 2 | Summer: Off-Peak |  | 66 | Cooling | 0 | 1.051 | 1.02 | 0 | 4.3818 | 0 | 4.3586 | 0 | 0.0364 | 0.74508 | 0.83669 | 0.022692 | 0.022692
2018-09-04 | 2 | 3 | Summer: Off-Peak |  | 70 | Cooling | 0 | 1.0924 | 1.02 | 0 | 4.3818 | 0 | 4.3586 | 0 | 0.040605 | 0.69159 | 0.83669 | 0.023496 | 0.023496
2018-09-04 | 2 | 4 | Summer: Off-Peak |  | 70 | Cooling | 0 | 1.1348 | 1.02 | 0 | 4.3818 | 0 | 4.3586 | 0 | 0.040605 | 0.64739 | 0.83669 | 0.021994 | 0.021994
2018-09-04 | 2 | 5 | Summer: Off-Peak |  | 70 | Cooling | 0 | 1.1636 | 1.02 | 0 | 4.3818 | 0 | 4.3586 | 0 | 0.040605 | 0.7214 | 0.83669 | 0.024508 | 0.024508
2018-09-04 | 2 | 6 | Summer: Off-Peak |  | 66 | Cooling | 0 | 1.2084 | 1.02 | 0 | 4.3818 | 0 | 4.3586 | 0 | 0.0364 | 0.87787 | 0.83669 | 0.026736 | 0.026736
2018-09-04 | 2 | 7 | Summer: On-Peak |  | 68 | Cooling | 0 | 1.1637 | 1.02 | 0 | 4.3818 | 0 | 4.3586 | 0 | 0.037256 | 0.97331 | 0.83669 | 0.03034 | 0.03034
2018-09-04 | 2 | 8 | Summer: On-Peak |  | 70 | Cooling | 0 | 1.0942 | 1.02 | 0 | 4.3818 | 0 | 4.3586 | 0 | 0.040605 | 0.9494 | 0.83669 | 0.032254 | 0.032254
2018-09-04 | 2 | 9 | Summer: On-Peak |  | 72 | Cooling | 0 | 1.0343 | 1.02 | 0 | #N/A | 0 | #N/A | 0 | 0.046446 | 0.84085 | 0.83669 | 0.032676 | 0.032676
2018-09-04 | 2 | 10 | Summer: On-Peak |  | 70 | Cooling | 0 | 0.98112 | 1.02 | 0 | 4.3818 | 0 | 4.3586 | 0 | 0.040605 | 0.74504 | 0.83669 | 0.025311 | 0.025311
2018-09-04 | 2 | 11 | Summer: On-Peak |  | 72 | Cooling | 0 | 0.94956 | 1.02 | 0 | #N/A | 0 | #N/A | 0 | 0.046446 | 0.72851 | 0.83669 | 0.02831 | 0.02831
2018-09-04 | 2 | 12 | Summer: On-Peak |  | 70 | Cooling | 0 | 0.91648 | 1.02 | 0 | 4.3818 | 0 | 4.3586 | 0 | 0.040605 | 0.75911 | 0.83669 | 0.025789 | 0.025789
2018-09-04 | 2 | 13 | Summer: On-Peak |  | 66 | Cooling | 0 | 0.9004 | 1.02 | 0 | 4.3818 | 0 | 4.3586 | 0 | 0.0364 | 0.79116 | 0.83669 | 0.024095 | 0.024095
2018-09-04 | 2 | 14 | Summer: On-Peak |  | 66 | Cooling | 0 | 0.86033 | 1.02 | 0 | 4.3818 | 0 | 4.3586 | 0 | 0.0364 | 0.84356 | 0.83669 | 0.025691 | 0.025691
2018-09-04 | 2 | 15 | Summer: On-Peak |  | 70 | Cooling | 0 | 0.85755 | 1.02 | 0 | 4.3818 | 0 | 4.3586 | 0 | 0.040605 | 0.96593 | 0.83669 | 0.032816 | 0.032816
2018-09-04 | 2 | 16 | Summer: On-Peak |  | 66 | Cooling | 0 | 0.88345 | 1.02 | 0 | 4.3818 | 0 | 4.3586 | 0 | 0.0364 | 1.1649 | 0.83669 | 0.035478 | 0.035478
2018-09-04 | 2 | 17 | Summer: On-Peak |  | 66 | Cooling | 0 | 0.94026 | 1.02 | 0 | 4.3818 | 0 | 4.3586 | 0 | 0.0364 | 1.3522 | 0.83669 | 0.04118 | 0.04118
2018-09-04 | 2 | 18 | Summer: On-Peak |  | 64 | Cooling | 0 | 0.98182 | 1.02 | 0 | 4.3818 | 0 | 4.3586 | 0 | 0.038036 | 1.5599 | 0.83669 | 0.049643 | 0.049643
2018-09-04 | 2 | 19 | Summer: On-Peak |  | 63 | Cooling | 0 | 0.98419 | 1.02 | 0 | 4.3818 | 0 | 4.3586 | 0 | 0.039789 | 1.6764 | 0.83669 | 0.05581 | 0.05581
2018-09-04 | 2 | 20 | Summer: On-Peak |  | 63 | Cooling | 0 | 0.97072 | 1.02 | 0 | 4.3818 | 0 | 4.3586 | 0 | 0.039789 | 1.5244 | 0.83669 | 0.050748 | 0.050748
2018-09-04 | 2 | 21 | Summer: On-Peak |  | 61 | Cooling | 0 | 0.95751 | 1.02 | 0 | 4.3818 | 0 | 4.3586 | 0 | 0.045165 | 1.4449 | 0.83669 | 0.054599 | 0.054599
2018-09-04 | 2 | 22 | Summer: On-Peak |  | 61 | Cooling | 0 | 0.94265 | 1.02 | 0 | 4.3818 | 0 | 4.3586 | 0 | 0.045165 | 1.2427 | 0.83669 | 0.04696 | 0.04696
2018-09-04 | 2 | 23 | Summer: Off-Peak |  | 61 | Cooling | 0 | 0.94451 | 1.02 | 0 | 4.3818 | 0 | 4.3586 | 0 | 0.045165 | 1.0298 | 0.83669 | 0.038913 | 0.038913
2018-09-05 | 3 | 0 | Summer: Off-Peak |  | 59 | Neither | 0 | 0.97482 | 1.0263 | 0 | 4.3182 | 0 | 4.2356 | 0 | 0 | 0.90669 | 0.94211 | 0 | 0
2018-09-05 | 3 | 1 | Summer: Off-Peak |  | 57 | Neither | 0 | 1.0122 | 1.0263 | 0 | 4.2531 | 0 | 4.112 | 0 | 0 | 0.81803 | 0.94211 | 0 | 0
2018-09-05 | 3 | 2 | Summer: Off-Peak |  | 57 | Neither | 0 | 1.051 | 1.0263 | 0 | 4.2531 | 0 | 4.112 | 0 | 0 | 0.74508 | 0.94211 | 0 | 0
2018-09-05 | 3 | 3 | Summer: Off-Peak |  | 55 | Neither | 0 | 1.0924 | 1.0263 | 0 | 4.1851 | 0 | 3.9877 | 0 | 0 | 0.69159 | 0.94211 | 0 | 0
2018-09-05 | 3 | 4 | Summer: Off-Peak |  | 55 | Neither | 0 | 1.1348 | 1.0263 | 0 | 4.1851 | 0 | 3.9877 | 0 | 0 | 0.64739 | 0.94211 | 0 | 0
2018-09-05 | 3 | 5 | Summer: Off-Peak |  | 55 | Neither | 0 | 1.1636 | 1.0263 | 0 | 4.1851 | 0 | 3.9877 | 0 | 0 | 0.7214 | 0.94211 | 0 | 0
2018-09-05 | 3 | 6 | Summer: Off-Peak |  | 55 | Neither | 0 | 1.2084 | 1.0263 | 0 | 4.1851 | 0 | 3.9877 | 0 | 0 | 0.87787 | 0.94211 | 0 | 0
2018-09-05 | 3 | 7 | Summer: On-Peak |  | 55 | Neither | 0 | 1.1637 | 1.0263 | 0 | 4.1851 | 0 | 3.9877 | 0 | 0 | 0.97331 | 0.94211 | 0 | 0
2018-09-05 | 3 | 8 | Summer: On-Peak |  | 57 | Neither | 0 | 1.0942 | 1.0263 | 0 | 4.2531 | 0 | 4.112 | 0 | 0 | 0.9494 | 0.94211 | 0 | 0
2018-09-05 | 3 | 9 | Summer: On-Peak |  | 59 | Neither | 0 | 1.0343 | 1.0263 | 0 | 4.3182 | 0 | 4.2356 | 0 | 0 | 0.84085 | 0.94211 | 0 | 0
2018-09-05 | 3 | 10 | Summer: On-Peak |  | 61 | Neither | 0 | 0.98112 | 1.0263 | 0 | 4.3818 | 0 | 4.3586 | 0 | 0 | 0.74504 | 0.94211 | 0 | 0
2018-09-05 | 3 | 11 | Summer: On-Peak |  | 63 | Neither | 0 | 0.94956 | 1.0263 | 0 | 4.3818 | 0 | 4.3586 | 0 | 0 | 0.72851 | 0.94211 | 0 | 0
2018-09-05 | 3 | 12 | Summer: On-Peak |  | 63 | Neither | 0 | 0.91648 | 1.0263 | 0 | 4.3818 | 0 | 4.3586 | 0 | 0 | 0.75911 | 0.94211 | 0 | 0
2018-09-05 | 3 | 13 | Summer: On-Peak |  | 63 | Neither | 0 | 0.9004 | 1.0263 | 0 | 4.3818 | 0 | 4.3586 | 0 | 0 | 0.79116 | 0.94211 | 0 | 0
2018-09-05 | 3 | 14 | Summer: On-Peak |  | 63 | Neither | 0 | 0.86033 | 1.0263 | 0 | 4.3818 | 0 | 4.3586 | 0 | 0 | 0.84356 | 0.94211 | 0 | 0
2018-09-05 | 3 | 15 | Summer: On-Peak |  | 63 | Neither | 0 | 0.85755 | 1.0263 | 0 | 4.3818 | 0 | 4.3586 | 0 | 0 | 0.96593 | 0.94211 | 0 | 0
2018-09-05 | 3 | 16 | Summer: On-Peak |  | 63 | Neither | 0 | 0.88345 | 1.0263 | 0 | 4.3818 | 0 | 4.3586 | 0 | 0 | 1.1649 | 0.94211 | 0 | 0
2018-09-05 | 3 | 17 | Summer: On-Peak |  | 63 | Neither | 0 | 0.94026 | 1.0263 | 0 | 4.3818 | 0 | 4.3586 | 0 | 0 | 1.3522 | 0.94211 | 0 | 0
2018-09-05 | 3 | 18 | Summer: On-Peak |  | 61 | Neither | 0 | 0.98182 | 1.0263 | 0 | 4.3818 | 0 | 4.3586 | 0 | 0 | 1.5599 | 0.94211 | 0 | 0
2018-09-05 | 3 | 19 | Summer: On-Peak |  | 61 | Neither | 0 | 0.98419 | 1.0263 | 0 | 4.3818 | 0 | 4.3586 | 0 | 0 | 1.6764 | 0.94211 | 0 | 0
2018-09-05 | 3 | 20 | Summer: On-Peak |  | 59 | Neither | 0 | 0.97072 | 1.0263 | 0 | 4.3182 | 0 | 4.2356 | 0 | 0 | 1.5244 | 0.94211 | 0 | 0
2018-09-05 | 3 | 21 | Summer: On-Peak |  | 57 | Neither | 0 | 0.95751 | 1.0263 | 0 | 4.2531 | 0 | 4.112 | 0 | 0 | 1.4449 | 0.94211 | 0 | 0
2018-09-05 | 3 | 22 | Summer: On-Peak |  | 57 | Neither | 0 | 0.94265 | 1.0263 | 0 | 4.2531 | 0 | 4.112 | 0 | 0 | 1.2427 | 0.94211 | 0 | 0
2018-09-05 | 3 | 23 | Summer: Off-Peak |  | 57 | Neither | 0 | 0.94451 | 1.0263 | 0 | 4.2531 | 0 | 4.112 | 0 | 0 | 1.0298 | 0.94211 | 0 | 0
2018-09-06 | 4 | 0 | Summer: Off-Peak |  | 57 | Cooling | 0 | 0.97482 | 1.002 | 0 | 4.2531 | 0 | 4.112 | 0 | 0.025 | 0.90669 | 1.0706 | 0.024267 | 0.024267
2018-09-06 | 4 | 1 | Summer: Off-Peak |  | 54 | Cooling | 0 | 1.0122 | 1.002 | 0 | 4.156 | 0 | 3.9259 | 0 | 0.025 | 0.81803 | 1.0706 | 0.021894 | 0.021894
2018-09-06 | 4 | 2 | Summer: Off-Peak |  | 54 | Cooling | 0 | 1.051 | 1.002 | 0 | 4.156 | 0 | 3.9259 | 0 | 0.025 | 0.74508 | 1.0706 | 0.019941 | 0.019941
2018-09-06 | 4 | 3 | Summer: Off-Peak |  | 52 | Cooling | 0 | 1.0924 | 1.002 | 0 | 4.0951 | 0 | 3.8021 | 0 | 0.025 | 0.69159 | 1.0706 | 0.01851 | 0.01851
2018-09-06 | 4 | 4 | Summer: Off-Peak |  | 50 | Cooling | 0 | 1.1348 | 1.002 | 0 | 4.0352 | 0 | 3.6783 | 0 | 0.025 | 0.64739 | 1.0706 | 0.017327 | 0.017327
2018-09-06 | 4 | 5 | Summer: Off-Peak |  | 48 | Cooling | 0 | 1.1636 | 1.002 | 0 | 3.9631 | 0 | 3.5525 | 0 | 0.025 | 0.7214 | 1.0706 | 0.019308 | 0.019308
2018-09-06 | 4 | 6 | Summer: Off-Peak |  | 50 | Cooling | 0 | 1.2084 | 1.002 | 0 | 4.0352 | 0 | 3.6783 | 0 | 0.025 | 0.87787 | 1.0706 | 0.023496 | 0.023496
2018-09-06 | 4 | 7 | Summer: On-Peak |  | 54 | Cooling | 0 | 1.1637 | 1.002 | 0 | 4.156 | 0 | 3.9259 | 0 | 0.025 | 0.97331 | 1.0706 | 0.02605 | 0.02605
2018-09-06 | 4 | 8 | Summer: On-Peak |  | 61 | Cooling | 0 | 1.0942 | 1.002 | 0 | 4.3818 | 0 | 4.3586 | 0 | 0.045165 | 0.9494 | 1.0706 | 0.045905 | 0.045905
2018-09-06 | 4 | 9 | Summer: On-Peak |  | 63 | Cooling | 0 | 1.0343 | 1.002 | 0 | 4.3818 | 0 | 4.3586 | 0 | 0.039789 | 0.84085 | 1.0706 | 0.035818 | 0.035818
2018-09-06 | 4 | 10 | Summer: On-Peak |  | 66 | Cooling | 0 | 0.98112 | 1.002 | 0 | 4.3818 | 0 | 4.3586 | 0 | 0.0364 | 0.74504 | 1.0706 | 0.029033 | 0.029033
2018-09-06 | 4 | 11 | Summer: On-Peak |  | 70 | Cooling | 0 | 0.94956 | 1.002 | 0 | 4.3818 | 0 | 4.3586 | 0 | 0.040605 | 0.72851 | 1.0706 | 0.031668 | 0.031668
2018-09-06 | 4 | 12 | Summer: On-Peak |  | 70 | Cooling | 0 | 0.91648 | 1.002 | 0 | 4.3818 | 0 | 4.3586 | 0 | 0.040605 | 0.75911 | 1.0706 | 0.032998 | 0.032998
2018-09-06 | 4 | 13 | Summer: On-Peak |  | 70 | Cooling | 0 | 0.9004 | 1.002 | 0 | 4.3818 | 0 | 4.3586 | 0 | 0.040605 | 0.79116 | 1.0706 | 0.034392 | 0.034392
2018-09-06 | 4 | 14 | Summer: On-Peak |  | 70 | Cooling | 0 | 0.86033 | 1.002 | 0 | 4.3818 | 0 | 4.3586 | 0 | 0.040605 | 0.84356 | 1.0706 | 0.036669 | 0.036669
2018-09-06 | 4 | 15 | Summer: On-Peak |  | 70 | Cooling | 0 | 0.85755 | 1.002 | 0 | 4.3818 | 0 | 4.3586 | 0 | 0.040605 | 0.96593 | 1.0706 | 0.041989 | 0.041989
2018-09-06 | 4 | 16 | Summer: On-Peak |  | 70 | Cooling | 0 | 0.88345 | 1.002 | 0 | 4.3818 | 0 | 4.3586 | 0 | 0.040605 | 1.1649 | 1.0706 | 0.05064 | 0.05064
2018-09-06 | 4 | 17 | Summer: On-Peak |  | 70 | Cooling | 0 | 0.94026 | 1.002 | 0 | 4.3818 | 0 | 4.3586 | 0 | 0.040605 | 1.3522 | 1.0706 | 0.058778 | 0.058778
2018-09-06 | 4 | 18 | Summer: On-Peak |  | 63 | Cooling | 0 | 0.98182 | 1.002 | 0 | 4.3818 | 0 | 4.3586 | 0 | 0.039789 | 1.5599 | 1.0706 | 0.066447 | 0.066447
2018-09-06 | 4 | 19 | Summer: On-Peak |  | 63 | Cooling | 0 | 0.98419 | 1.002 | 0 | 4.3818 | 0 | 4.3586 | 0 | 0.039789 | 1.6764 | 1.0706 | 0.071411 | 0.071411
2018-09-06 | 4 | 20 | Summer: On-Peak |  | 61 | Cooling | 0 | 0.97072 | 1.002 | 0 | 4.3818 | 0 | 4.3586 | 0 | 0.045165 | 1.5244 | 1.0706 | 0.073706 | 0.073706
2018-09-06 | 4 | 21 | Summer: On-Peak |  | 61 | Cooling | 0 | 0.95751 | 1.002 | 0 | 4.3818 | 0 | 4.3586 | 0 | 0.045165 | 1.4449 | 1.0706 | 0.069862 | 0.069862
2018-09-06 | 4 | 22 | Summer: On-Peak |  | 61 | Cooling | 0 | 0.94265 | 1.002 | 0 | 4.3818 | 0 | 4.3586 | 0 | 0.045165 | 1.2427 | 1.0706 | 0.060087 | 0.060087
2018-09-06 | 4 | 23 | Summer: Off-Peak |  | 63 | Cooling | 0 | 0.94451 | 1.002 | 0 | 4.3818 | 0 | 4.3586 | 0 | 0.039789 | 1.0298 | 1.0706 | 0.043865 | 0.043865
2018-09-07 | 5 | 0 | Summer: Off-Peak |  | 64 | Cooling | 0 | 0.97482 | 1.0078 | 0 | 4.3818 | 0 | 4.3586 | 0 | 0.038036 | 0.90669 | 1.1856 | 0.040889 | 0.040889
2018-09-07 | 5 | 1 | Summer: Off-Peak |  | 61 | Cooling | 0 | 1.0122 | 1.0078 | 0 | 4.3818 | 0 | 4.3586 | 0 | 0.045165 | 0.81803 | 1.1856 | 0.043804 | 0.043804
2018-09-07 | 5 | 2 | Summer: Off-Peak |  | 61 | Cooling | 0 | 1.051 | 1.0078 | 0 | 4.3818 | 0 | 4.3586 | 0 | 0.045165 | 0.74508 | 1.1856 | 0.039898 | 0.039898
2018-09-07 | 5 | 3 | Summer: Off-Peak |  | 61 | Cooling | 0 | 1.0924 | 1.0078 | 0 | 4.3818 | 0 | 4.3586 | 0 | 0.045165 | 0.69159 | 1.1856 | 0.037034 | 0.037034
2018-09-07 | 5 | 4 | Summer: Off-Peak |  | 57 | Cooling | 0 | 1.1348 | 1.0078 | 0 | 4.2531 | 0 | 4.112 | 0 | 0.025 | 0.64739 | 1.1856 | 0.019189 | 0.019189
2018-09-07 | 5 | 5 | Summer: Off-Peak |  | 59 | Cooling | 0 | 1.1636 | 1.0078 | 0 | 4.3182 | 0 | 4.2356 | 0 | 0.025 | 0.7214 | 1.1856 | 0.021383 | 0.021383
2018-09-07 | 5 | 6 | Summer: Off-Peak |  | 59 | Cooling | 0 | 1.2084 | 1.0078 | 0 | 4.3182 | 0 | 4.2356 | 0 | 0.025 | 0.87787 | 1.1856 | 0.026021 | 0.026021
2018-09-07 | 5 | 7 | Summer: On-Peak |  | 61 | Cooling | 0 | 1.1637 | 1.0078 | 0 | 4.3818 | 0 | 4.3586 | 0 | 0.045165 | 0.97331 | 1.1856 | 0.052119 | 0.052119
2018-09-07 | 5 | 8 | Summer: On-Peak |  | 61 | Cooling | 0 | 1.0942 | 1.0078 | 0 | 4.3818 | 0 | 4.3586 | 0 | 0.045165 | 0.9494 | 1.1856 | 0.050839 | 0.050839
2018-09-07 | 5 | 9 | Summer: On-Peak |  | 70 | Cooling | 0 | 1.0343 | 1.0078 | 0 | 4.3818 | 0 | 4.3586 | 0 | 0.040605 | 0.84085 | 1.1856 | 0.04048 | 0.04048
2018-09-07 | 5 | 10 | Summer: On-Peak |  | 73 | Cooling | 0 | 0.98112 | 1.0078 | 0 | #N/A | 0 | #N/A | 0 | 0.050301 | 0.74504 | 1.1856 | 0.044433 | 0.044433
2018-09-07 | 5 | 11 | Summer: On-Peak |  | 77 | Cooling | 0 | 0.94956 | 1.0078 | 0 | #N/A | 0 | #N/A | 0 | 0.071953 | 0.72851 | 1.1856 | 0.062149 | 0.062149
2018-09-07 | 5 | 12 | Summer: On-Peak |  | 79 | Cooling | 0 | 0.91648 | 1.0078 | 0 | #N/A | 0 | #N/A | 0 | 0.086518 | 0.75911 | 1.1856 | 0.077868 | 0.077868
2018-09-07 | 5 | 13 | Summer: On-Peak |  | 79 | Cooling | 0 | 0.9004 | 1.0078 | 0 | #N/A | 0 | #N/A | 0 | 0.086518 | 0.79116 | 1.1856 | 0.081155 | 0.081155
2018-09-07 | 5 | 14 | Summer: On-Peak |  | 81 | Cooling | 0 | 0.86033 | 1.0078 | 0 | #N/A | 0 | #N/A | 0 | 0.10358 | 0.84356 | 1.1856 | 0.10359 | 0.10359
2018-09-07 | 5 | 15 | Summer: On-Peak |  | 81 | Cooling | 0 | 0.85755 | 1.0078 | 0 | #N/A | 0 | #N/A | 0 | 0.10358 | 0.96593 | 1.1856 | 0.11862 | 0.11862
2018-09-07 | 5 | 16 | Summer: On-Peak |  | 82 | Cooling | 0 | 0.88345 | 1.0078 | 0 | #N/A | 0 | #N/A | 0 | 0.11304 | 1.1649 | 1.1856 | 0.15613 | 0.15613
2018-09-07 | 5 | 17 | Summer: On-Peak |  | 82 | Cooling | 0 | 0.94026 | 1.0078 | 0 | #N/A | 0 | #N/A | 0 | 0.11304 | 1.3522 | 1.1856 | 0.18122 | 0.18122
2018-09-07 | 5 | 18 | Summer: On-Peak |  | 73 | Cooling | 0 | 0.98182 | 1.0078 | 0 | #N/A | 0 | #N/A | 0 | 0.050301 | 1.5599 | 1.1856 | 0.093029 | 0.093029
2018-09-07 | 5 | 19 | Summer: On-Peak |  | 70 | Cooling | 0 | 0.98419 | 1.0078 | 0 | 4.3818 | 0 | 4.3586 | 0 | 0.040605 | 1.6764 | 1.1856 | 0.080706 | 0.080706
2018-09-07 | 5 | 20 | Summer: On-Peak |  | 70 | Cooling | 0 | 0.97072 | 1.0078 | 0 | 4.3818 | 0 | 4.3586 | 0 | 0.040605 | 1.5244 | 1.1856 | 0.073386 | 0.073386
2018-09-07 | 5 | 21 | Summer: On-Peak |  | 68 | Cooling | 0 | 0.95751 | 1.0078 | 0 | 4.3818 | 0 | 4.3586 | 0 | 0.037256 | 1.4449 | 1.1856 | 0.063822 | 0.063822
2018-09-07 | 5 | 22 | Summer: On-Peak |  | 68 | Cooling | 0 | 0.94265 | 1.0078 | 0 | 4.3818 | 0 | 4.3586 | 0 | 0.037256 | 1.2427 | 1.1856 | 0.054893 | 0.054893
2018-09-07 | 5 | 23 | Summer: Off-Peak |  | 70 | Cooling | 0 | 0.94451 | 1.0078 | 0 | 4.3818 | 0 | 4.3586 | 0 | 0.040605 | 1.0298 | 1.1856 | 0.049574 | 0.049574
2018-09-08 | 6 | 0 | Summer: Off-Peak |  | 70 | Cooling | 0 | 0.97482 | 0.98855 | 0 | 4.3818 | 0 | 4.3586 | 0 | 0.040605 | 0.90669 | 1.0113 | 0.037231 | 0.037231
2018-09-08 | 6 | 1 | Summer: Off-Peak |  | 64 | Cooling | 0 | 1.0122 | 0.98855 | 0 | 4.3818 | 0 | 4.3586 | 0 | 0.038036 | 0.81803 | 1.0113 | 0.031466 | 0.031466
2018-09-08 | 6 | 2 | Summer: Off-Peak |  | 64 | Cooling | 0 | 1.051 | 0.98855 | 0 | 4.3818 | 0 | 4.3586 | 0 | 0.038036 | 0.74508 | 1.0113 | 0.02866 | 0.02866
2018-09-08 | 6 | 3 | Summer: Off-Peak |  | 64 | Cooling | 0 | 1.0924 | 0.98855 | 0 | 4.3818 | 0 | 4.3586 | 0 | 0.038036 | 0.69159 | 1.0113 | 0.026603 | 0.026603
2018-09-08 | 6 | 4 | Summer: Off-Peak |  | 64 | Cooling | 0 | 1.1348 | 0.98855 | 0 | 4.3818 | 0 | 4.3586 | 0 | 0.038036 | 0.64739 | 1.0113 | 0.024902 | 0.024902
2018-09-08 | 6 | 5 | Summer: Off-Peak |  | 64 | Cooling | 0 | 1.1636 | 0.98855 | 0 | 4.3818 | 0 | 4.3586 | 0 | 0.038036 | 0.7214 | 1.0113 | 0.027749 | 0.027749
2018-09-08 | 6 | 6 | Summer: Off-Peak |  | 63 | Cooling | 0 | 1.2084 | 0.98855 | 0 | 4.3818 | 0 | 4.3586 | 0 | 0.039789 | 0.87787 | 1.0113 | 0.035324 | 0.035324
2018-09-08 | 6 | 7 | Summer: Off-Peak |  | 66 | Cooling | 0 | 1.1637 | 0.98855 | 0 | 4.3818 | 0 | 4.3586 | 0 | 0.0364 | 0.97331 | 1.0113 | 0.035829 | 0.035829
2018-09-08 | 6 | 8 | Summer: Off-Peak |  | 70 | Cooling | 0 | 1.0942 | 0.98855 | 0 | 4.3818 | 0 | 4.3586 | 0 | 0.040605 | 0.9494 | 1.0113 | 0.038985 | 0.038985
2018-09-08 | 6 | 9 | Summer: Off-Peak |  | 70 | Cooling | 0 | 1.0343 | 0.98855 | 0 | 4.3818 | 0 | 4.3586 | 0 | 0.040605 | 0.84085 | 1.0113 | 0.034528 | 0.034528
2018-09-08 | 6 | 10 | Summer: Off-Peak |  | 68 | Cooling | 0 | 0.98112 | 0.98855 | 0 | 4.3818 | 0 | 4.3586 | 0 | 0.037256 | 0.74504 | 1.0113 | 0.028071 | 0.028071
2018-09-08 | 6 | 11 | Summer: Off-Peak |  | 70 | Cooling | 0 | 0.94956 | 0.98855 | 0 | 4.3818 | 0 | 4.3586 | 0 | 0.040605 | 0.72851 | 1.0113 | 0.029915 | 0.029915
2018-09-08 | 6 | 12 | Summer: Off-Peak |  | 70 | Cooling | 0 | 0.91648 | 0.98855 | 0 | 4.3818 | 0 | 4.3586 | 0 | 0.040605 | 0.75911 | 1.0113 | 0.031171 | 0.031171
2018-09-08 | 6 | 13 | Summer: Off-Peak |  | 70 | Cooling | 0 | 0.9004 | 0.98855 | 0 | 4.3818 | 0 | 4.3586 | 0 | 0.040605 | 0.79116 | 1.0113 | 0.032487 | 0.032487
2018-09-08 | 6 | 14 | Summer: Off-Peak |  | 70 | Cooling | 0 | 0.86033 | 0.98855 | 0 | 4.3818 | 0 | 4.3586 | 0 | 0.040605 | 0.84356 | 1.0113 | 0.034639 | 0.034639
2018-09-08 | 6 | 15 | Summer: Off-Peak |  | 68 | Cooling | 0 | 0.85755 | 0.98855 | 0 | 4.3818 | 0 | 4.3586 | 0 | 0.037256 | 0.96593 | 1.0113 | 0.036393 | 0.036393
2018-09-08 | 6 | 16 | Summer: Off-Peak |  | 66 | Cooling | 0 | 0.88345 | 0.98855 | 0 | 4.3818 | 0 | 4.3586 | 0 | 0.0364 | 1.1649 | 1.0113 | 0.042882 | 0.042882
2018-09-08 | 6 | 17 | Summer: Off-Peak |  | 64 | Cooling | 0 | 0.94026 | 0.98855 | 0 | 4.3818 | 0 | 4.3586 | 0 | 0.038036 | 1.3522 | 1.0113 | 0.052012 | 0.052012
2018-09-08 | 6 | 18 | Summer: Off-Peak |  | 64 | Cooling | 0 | 0.98182 | 0.98855 | 0 | 4.3818 | 0 | 4.3586 | 0 | 0.038036 | 1.5599 | 1.0113 | 0.060003 | 0.060003
2018-09-08 | 6 | 19 | Summer: Off-Peak |  | 63 | Cooling | 0 | 0.98419 | 0.98855 | 0 | 4.3818 | 0 | 4.3586 | 0 | 0.039789 | 1.6764 | 1.0113 | 0.067457 | 0.067457
2018-09-08 | 6 | 20 | Summer: Off-Peak |  | 61 | Cooling | 0 | 0.97072 | 0.98855 | 0 | 4.3818 | 0 | 4.3586 | 0 | 0.045165 | 1.5244 | 1.0113 | 0.069625 | 0.069625
2018-09-08 | 6 | 21 | Summer: Off-Peak |  | 61 | Cooling | 0 | 0.95751 | 0.98855 | 0 | 4.3818 | 0 | 4.3586 | 0 | 0.045165 | 1.4449 | 1.0113 | 0.065993 | 0.065993
2018-09-08 | 6 | 22 | Summer: Off-Peak |  | 59 | Cooling | 0 | 0.94265 | 0.98855 | 0 | 4.3182 | 0 | 4.2356 | 0 | 0.025 | 1.2427 | 1.0113 | 0.031419 | 0.031419
2018-09-08 | 6 | 23 | Summer: Off-Peak |  | 59 | Cooling | 0 | 0.94451 | 0.98855 | 0 | 4.3182 | 0 | 4.2356 | 0 | 0.025 | 1.0298 | 1.0113 | 0.026034 | 0.026034
2018-09-09 | 7 | 0 | Summer: Off-Peak |  | 57 | Neither | 0 | 0.97482 | 0.93761 | 0 | 4.2531 | 0 | 4.112 | 0 | 0 | 0.90669 | 1.0096 | 0 | 0
2018-09-09 | 7 | 1 | Summer: Off-Peak |  | 57 | Neither | 0 | 1.0122 | 0.93761 | 0 | 4.2531 | 0 | 4.112 | 0 | 0 | 0.81803 | 1.0096 | 0 | 0
2018-09-09 | 7 | 2 | Summer: Off-Peak |  | 57 | Neither | 0 | 1.051 | 0.93761 | 0 | 4.2531 | 0 | 4.112 | 0 | 0 | 0.74508 | 1.0096 | 0 | 0
2018-09-09 | 7 | 3 | Summer: Off-Peak |  | 57 | Neither | 0 | 1.0924 | 0.93761 | 0 | 4.2531 | 0 | 4.112 | 0 | 0 | 0.69159 | 1.0096 | 0 | 0
2018-09-09 | 7 | 4 | Summer: Off-Peak |  | 57 | Neither | 0 | 1.1348 | 0.93761 | 0 | 4.2531 | 0 | 4.112 | 0 | 0 | 0.64739 | 1.0096 | 0 | 0
2018-09-09 | 7 | 5 | Summer: Off-Peak |  | 57 | Neither | 0 | 1.1636 | 0.93761 | 0 | 4.2531 | 0 | 4.112 | 0 | 0 | 0.7214 | 1.0096 | 0 | 0
2018-09-09 | 7 | 6 | Summer: Off-Peak |  | 55 | Neither | 0 | 1.2084 | 0.93761 | 0 | 4.1851 | 0 | 3.9877 | 0 | 0 | 0.87787 | 1.0096 | 0 | 0
2018-09-09 | 7 | 7 | Summer: Off-Peak |  | 57 | Neither | 0 | 1.1637 | 0.93761 | 0 | 4.2531 | 0 | 4.112 | 0 | 0 | 0.97331 | 1.0096 | 0 | 0
2018-09-09 | 7 | 8 | Summer: Off-Peak |  | 59 | Neither | 0 | 1.0942 | 0.93761 | 0 | 4.3182 | 0 | 4.2356 | 0 | 0 | 0.9494 | 1.0096 | 0 | 0
2018-09-09 | 7 | 9 | Summer: Off-Peak |  | 59 | Neither | 0 | 1.0343 | 0.93761 | 0 | 4.3182 | 0 | 4.2356 | 0 | 0 | 0.84085 | 1.0096 | 0 | 0
2018-09-09 | 7 | 10 | Summer: Off-Peak |  | 59 | Neither | 0 | 0.98112 | 0.93761 | 0 | 4.3182 | 0 | 4.2356 | 0 | 0 | 0.74504 | 1.0096 | 0 | 0
2018-09-09 | 7 | 11 | Summer: Off-Peak |  | 59 | Neither | 0 | 0.94956 | 0.93761 | 0 | 4.3182 | 0 | 4.2356 | 0 | 0 | 0.72851 | 1.0096 | 0 | 0
2018-09-09 | 7 | 12 | Summer: Off-Peak |  | 61 | Neither | 0 | 0.91648 | 0.93761 | 0 | 4.3818 | 0 | 4.3586 | 0 | 0 | 0.75911 | 1.0096 | 0 | 0
2018-09-09 | 7 | 13 | Summer: Off-Peak |  | 61 | Neither | 0 | 0.9004 | 0.93761 | 0 | 4.3818 | 0 | 4.3586 | 0 | 0 | 0.79116 | 1.0096 | 0 | 0
2018-09-09 | 7 | 14 | Summer: Off-Peak |  | 59 | Neither | 0 | 0.86033 | 0.93761 | 0 | 4.3182 | 0 | 4.2356 | 0 | 0 | 0.84356 | 1.0096 | 0 | 0
2018-09-09 | 7 | 15 | Summer: Off-Peak |  | 59 | Neither | 0 | 0.85755 | 0.93761 | 0 | 4.3182 | 0 | 4.2356 | 0 | 0 | 0.96593 | 1.0096 | 0 | 0
2018-09-09 | 7 | 16 | Summer: Off-Peak |  | 59 | Neither | 0 | 0.88345 | 0.93761 | 0 | 4.3182 | 0 | 4.2356 | 0 | 0 | 1.1649 | 1.0096 | 0 | 0
2018-09-09 | 7 | 17 | Summer: Off-Peak |  | 57 | Neither | 0 | 0.94026 | 0.93761 | 0 | 4.2531 | 0 | 4.112 | 0 | 0 | 1.3522 | 1.0096 | 0 | 0
2018-09-09 | 7 | 18 | Summer: Off-Peak |  | 55 | Neither | 0 | 0.98182 | 0.93761 | 0 | 4.1851 | 0 | 3.9877 | 0 | 0 | 1.5599 | 1.0096 | 0 | 0
2018-09-09 | 7 | 19 | Summer: Off-Peak |  | 55 | Neither | 0 | 0.98419 | 0.93761 | 0 | 4.1851 | 0 | 3.9877 | 0 | 0 | 1.6764 | 1.0096 | 0 | 0
2018-09-09 | 7 | 20 | Summer: Off-Peak |  | 55 | Neither | 0 | 0.97072 | 0.93761 | 0 | 4.1851 | 0 | 3.9877 | 0 | 0 | 1.5244 | 1.0096 | 0 | 0
2018-09-09 | 7 | 21 | Summer: Off-Peak |  | 55 | Neither | 0 | 0.95751 | 0.93761 | 0 | 4.1851 | 0 | 3.9877 | 0 | 0 | 1.4449 | 1.0096 | 0 | 0
2018-09-09 | 7 | 22 | Summer: Off-Peak |  | 55 | Neither | 0 | 0.94265 | 0.93761 | 0 | 4.1851 | 0 | 3.9877 | 0 | 0 | 1.2427 | 1.0096 | 0 | 0
2018-09-09 | 7 | 23 | Summer: Off-Peak |  | 55 | Neither | 0 | 0.94451 | 0.93761 | 0 | 4.1851 | 0 | 3.9877 | 0 | 0 | 1.0298 | 1.0096 | 0 | 0
2018-09-10 | 1 | 0 | Summer: Off-Peak |  | 55 | Neither | 0 | 0.97482 | 1.0177 | 0 | 4.1851 | 0 | 3.9877 | 0 | 0 | 0.90669 | 0.9441 | 0 | 0
2018-09-10 | 1 | 1 | Summer: Off-Peak |  | 54 | Neither | 0 | 1.0122 | 1.0177 | 0 | 4.156 | 0 | 3.9259 | 0 | 0 | 0.81803 | 0.9441 | 0 | 0
2018-09-10 | 1 | 2 | Summer: Off-Peak |  | 54 | Neither | 0 | 1.051 | 1.0177 | 0 | 4.156 | 0 | 3.9259 | 0 | 0 | 0.74508 | 0.9441 | 0 | 0
2018-09-10 | 1 | 3 | Summer: Off-Peak |  | 54 | Neither | 0 | 1.0924 | 1.0177 | 0 | 4.156 | 0 | 3.9259 | 0 | 0 | 0.69159 | 0.9441 | 0 | 0
2018-09-10 | 1 | 4 | Summer: Off-Peak |  | 52 | Neither | 0 | 1.1348 | 1.0177 | 0 | 4.0951 | 0 | 3.8021 | 0 | 0 | 0.64739 | 0.9441 | 0 | 0
2018-09-10 | 1 | 5 | Summer: Off-Peak |  | 52 | Neither | 0 | 1.1636 | 1.0177 | 0 | 4.0951 | 0 | 3.8021 | 0 | 0 | 0.7214 | 0.9441 | 0 | 0
2018-09-10 | 1 | 6 | Summer: Off-Peak |  | 52 | Neither | 0 | 1.2084 | 1.0177 | 0 | 4.0951 | 0 | 3.8021 | 0 | 0 | 0.87787 | 0.9441 | 0 | 0
2018-09-10 | 1 | 7 | Summer: On-Peak |  | 52 | Neither | 0 | 1.1637 | 1.0177 | 0 | 4.0951 | 0 | 3.8021 | 0 | 0 | 0.97331 | 0.9441 | 0 | 0
2018-09-10 | 1 | 8 | Summer: On-Peak |  | 52 | Neither | 0 | 1.0942 | 1.0177 | 0 | 4.0951 | 0 | 3.8021 | 0 | 0 | 0.9494 | 0.9441 | 0 | 0
2018-09-10 | 1 | 9 | Summer: On-Peak |  | 54 | Neither | 0 | 1.0343 | 1.0177 | 0 | 4.156 | 0 | 3.9259 | 0 | 0 | 0.84085 | 0.9441 | 0 | 0
2018-09-10 | 1 | 10 | Summer: On-Peak |  | 54 | Neither | 0 | 0.98112 | 1.0177 | 0 | 4.156 | 0 | 3.9259 | 0 | 0 | 0.74504 | 0.9441 | 0 | 0
2018-09-10 | 1 | 11 | Summer: On-Peak |  | 54 | Neither | 0 | 0.94956 | 1.0177 | 0 | 4.156 | 0 | 3.9259 | 0 | 0 | 0.72851 | 0.9441 | 0 | 0
2018-09-10 | 1 | 12 | Summer: On-Peak |  | 55 | Neither | 0 | 0.91648 | 1.0177 | 0 | 4.1851 | 0 | 3.9877 | 0 | 0 | 0.75911 | 0.9441 | 0 | 0
2018-09-10 | 1 | 13 | Summer: On-Peak |  | 55 | Neither | 0 | 0.9004 | 1.0177 | 0 | 4.1851 | 0 | 3.9877 | 0 | 0 | 0.79116 | 0.9441 | 0 | 0
2018-09-10 | 1 | 14 | Summer: On-Peak |  | 57 | Neither | 0 | 0.86033 | 1.0177 | 0 | 4.2531 | 0 | 4.112 | 0 | 0 | 0.84356 | 0.9441 | 0 | 0
2018-09-10 | 1 | 15 | Summer: On-Peak |  | 59 | Neither | 0 | 0.85755 | 1.0177 | 0 | 4.3182 | 0 | 4.2356 | 0 | 0 | 0.96593 | 0.9441 | 0 | 0
2018-09-10 | 1 | 16 | Summer: On-Peak |  | 61 | Neither | 0 | 0.88345 | 1.0177 | 0 | 4.3818 | 0 | 4.3586 | 0 | 0 | 1.1649 | 0.9441 | 0 | 0
2018-09-10 | 1 | 17 | Summer: On-Peak |  | 61 | Neither | 0 | 0.94026 | 1.0177 | 0 | 4.3818 | 0 | 4.3586 | 0 | 0 | 1.3522 | 0.9441 | 0 | 0
2018-09-10 | 1 | 18 | Summer: On-Peak |  | 57 | Neither | 0 | 0.98182 | 1.0177 | 0 | 4.2531 | 0 | 4.112 | 0 | 0 | 1.5599 | 0.9441 | 0 | 0
2018-09-10 | 1 | 19 | Summer: On-Peak |  | 55 | Neither | 0 | 0.98419 | 1.0177 | 0 | 4.1851 | 0 | 3.9877 | 0 | 0 | 1.6764 | 0.9441 | 0 | 0
2018-09-10 | 1 | 20 | Summer: On-Peak |  | 52 | Neither | 0 | 0.97072 | 1.0177 | 0 | 4.0951 | 0 | 3.8021 | 0 | 0 | 1.5244 | 0.9441 | 0 | 0
2018-09-10 | 1 | 21 | Summer: On-Peak |  | 52 | Neither | 0 | 0.95751 | 1.0177 | 0 | 4.0951 | 0 | 3.8021 | 0 | 0 | 1.4449 | 0.9441 | 0 | 0
2018-09-10 | 1 | 22 | Summer: On-Peak |  | 50 | Neither | 0 | 0.94265 | 1.0177 | 0 | 4.0352 | 0 | 3.6783 | 0 | 0 | 1.2427 | 0.9441 | 0 | 0
2018-09-10 | 1 | 23 | Summer: Off-Peak |  | 48 | Neither | 0 | 0.94451 | 1.0177 | 0 | 3.9631 | 0 | 3.5525 | 0 | 0 | 1.0298 | 0.9441 | 0 | 0
2018-09-11 | 2 | 0 | Summer: Off-Peak |  | 46 | Neither | 0 | 0.97482 | 1.02 | 0 | 3.8708 | 0 | 3.4229 | 0 | 0 | 0.90669 | 0.83669 | 0 | 0
2018-09-11 | 2 | 1 | Summer: Off-Peak |  | 46 | Neither | 0 | 1.0122 | 1.02 | 0 | 3.8708 | 0 | 3.4229 | 0 | 0 | 0.81803 | 0.83669 | 0 | 0
2018-09-11 | 2 | 2 | Summer: Off-Peak |  | 45 | Neither | 0 | 1.051 | 1.02 | 0 | 3.8226 | 0 | 3.3575 | 0 | 0 | 0.74508 | 0.83669 | 0 | 0
2018-09-11 | 2 | 3 | Summer: Off-Peak |  | 45 | Neither | 0 | 1.0924 | 1.02 | 0 | 3.8226 | 0 | 3.3575 | 0 | 0 | 0.69159 | 0.83669 | 0 | 0
2018-09-11 | 2 | 4 | Summer: Off-Peak |  | 45 | Neither | 0 | 1.1348 | 1.02 | 0 | 3.8226 | 0 | 3.3575 | 0 | 0 | 0.64739 | 0.83669 | 0 | 0
2018-09-11 | 2 | 5 | Summer: Off-Peak |  | 43 | Neither | 0 | 1.1636 | 1.02 | 0 | 3.737 | 0 | 3.2279 | 0 | 0 | 0.7214 | 0.83669 | 0 | 0
2018-09-11 | 2 | 6 | Summer: Off-Peak |  | 43 | Neither | 0 | 1.2084 | 1.02 | 0 | 3.737 | 0 | 3.2279 | 0 | 0 | 0.87787 | 0.83669 | 0 | 0
2018-09-11 | 2 | 7 | Summer: On-Peak |  | 48 | Neither | 0 | 1.1637 | 1.02 | 0 | 3.9631 | 0 | 3.5525 | 0 | 0 | 0.97331 | 0.83669 | 0 | 0
2018-09-11 | 2 | 8 | Summer: On-Peak |  | 54 | Neither | 0 | 1.0942 | 1.02 | 0 | 4.156 | 0 | 3.9259 | 0 | 0 | 0.9494 | 0.83669 | 0 | 0
2018-09-11 | 2 | 9 | Summer: On-Peak |  | 57 | Neither | 0 | 1.0343 | 1.02 | 0 | 4.2531 | 0 | 4.112 | 0 | 0 | 0.84085 | 0.83669 | 0 | 0
2018-09-11 | 2 | 10 | Summer: On-Peak |  | 61 | Neither | 0 | 0.98112 | 1.02 | 0 | 4.3818 | 0 | 4.3586 | 0 | 0 | 0.74504 | 0.83669 | 0 | 0
2018-09-11 | 2 | 11 | Summer: On-Peak |  | 64 | Neither | 0 | 0.94956 | 1.02 | 0 | 4.3818 | 0 | 4.3586 | 0 | 0 | 0.72851 | 0.83669 | 0 | 0
2018-09-11 | 2 | 12 | Summer: On-Peak |  | 68 | Neither | 0 | 0.91648 | 1.02 | 0 | 4.3818 | 0 | 4.3586 | 0 | 0 | 0.75911 | 0.83669 | 0 | 0
2018-09-11 | 2 | 13 | Summer: On-Peak |  | 70 | Neither | 0 | 0.9004 | 1.02 | 0 | 4.3818 | 0 | 4.3586 | 0 | 0 | 0.79116 | 0.83669 | 0 | 0
2018-09-11 | 2 | 14 | Summer: On-Peak |  | 70 | Neither | 0 | 0.86033 | 1.02 | 0 | 4.3818 | 0 | 4.3586 | 0 | 0 | 0.84356 | 0.83669 | 0 | 0
2018-09-11 | 2 | 15 | Summer: On-Peak |  | 70 | Neither | 0 | 0.85755 | 1.02 | 0 | 4.3818 | 0 | 4.3586 | 0 | 0 | 0.96593 | 0.83669 | 0 | 0
2018-09-11 | 2 | 16 | Summer: On-Peak |  | 70 | Neither | 0 | 0.88345 | 1.02 | 0 | 4.3818 | 0 | 4.3586 | 0 | 0 | 1.1649 | 0.83669 | 0 | 0
2018-09-11 | 2 | 17 | Summer: On-Peak |  | 66 | Neither | 0 | 0.94026 | 1.02 | 0 | 4.3818 | 0 | 4.3586 | 0 | 0 | 1.3522 | 0.83669 | 0 | 0
2018-09-11 | 2 | 18 | Summer: On-Peak |  | 63 | Neither | 0 | 0.98182 | 1.02 | 0 | 4.3818 | 0 | 4.3586 | 0 | 0 | 1.5599 | 0.83669 | 0 | 0
2018-09-11 | 2 | 19 | Summer: On-Peak |  | 57 | Neither | 0 | 0.98419 | 1.02 | 0 | 4.2531 | 0 | 4.112 | 0 | 0 | 1.6764 | 0.83669 | 0 | 0
2018-09-11 | 2 | 20 | Summer: On-Peak |  | 55 | Neither | 0 | 0.97072 | 1.02 | 0 | 4.1851 | 0 | 3.9877 | 0 | 0 | 1.5244 | 0.83669 | 0 | 0
2018-09-11 | 2 | 21 | Summer: On-Peak |  | 54 | Neither | 0 | 0.95751 | 1.02 | 0 | 4.156 | 0 | 3.9259 | 0 | 0 | 1.4449 | 0.83669 | 0 | 0
2018-09-11 | 2 | 22 | Summer: On-Peak |  | 52 | Neither | 0 | 0.94265 | 1.02 | 0 | 4.0951 | 0 | 3.8021 | 0 | 0 | 1.2427 | 0.83669 | 0 | 0
2018-09-11 | 2 | 23 | Summer: Off-Peak |  | 54 | Neither | 0 | 0.94451 | 1.02 | 0 | 4.156 | 0 | 3.9259 | 0 | 0 | 1.0298 | 0.83669 | 0 | 0
2018-09-12 | 3 | 0 | Summer: Off-Peak |  | 54 | Neither | 0 | 0.97482 | 1.0263 | 0 | 4.156 | 0 | 3.9259 | 0 | 0 | 0.90669 | 0.94211 | 0 | 0
2018-09-12 | 3 | 1 | Summer: Off-Peak |  | 55 | Neither | 0 | 1.0122 | 1.0263 | 0 | 4.1851 | 0 | 3.9877 | 0 | 0 | 0.81803 | 0.94211 | 0 | 0
2018-09-12 | 3 | 2 | Summer: Off-Peak |  | 57 | Neither | 0 | 1.051 | 1.0263 | 0 | 4.2531 | 0 | 4.112 | 0 | 0 | 0.74508 | 0.94211 | 0 | 0
2018-09-12 | 3 | 3 | Summer: Off-Peak |  | 55 | Neither | 0 | 1.0924 | 1.0263 | 0 | 4.1851 | 0 | 3.9877 | 0 | 0 | 0.69159 | 0.94211 | 0 | 0
2018-09-12 | 3 | 4 | Summer: Off-Peak |  | 55 | Neither | 0 | 1.1348 | 1.0263 | 0 | 4.1851 | 0 | 3.9877 | 0 | 0 | 0.64739 | 0.94211 | 0 | 0
2018-09-12 | 3 | 5 | Summer: Off-Peak |  | 55 | Neither | 0 | 1.1636 | 1.0263 | 0 | 4.1851 | 0 | 3.9877 | 0 | 0 | 0.7214 | 0.94211 | 0 | 0
2018-09-12 | 3 | 6 | Summer: Off-Peak |  | 57 | Neither | 0 | 1.2084 | 1.0263 | 0 | 4.2531 | 0 | 4.112 | 0 | 0 | 0.87787 | 0.94211 | 0 | 0
2018-09-12 | 3 | 7 | Summer: On-Peak |  | 57 | Neither | 0 | 1.1637 | 1.0263 | 0 | 4.2531 | 0 | 4.112 | 0 | 0 | 0.97331 | 0.94211 | 0 | 0
2018-09-12 | 3 | 8 | Summer: On-Peak |  | 59 | Neither | 0 | 1.0942 | 1.0263 | 0 | 4.3182 | 0 | 4.2356 | 0 | 0 | 0.9494 | 0.94211 | 0 | 0
2018-09-12 | 3 | 9 | Summer: On-Peak |  | 59 | Neither | 0 | 1.0343 | 1.0263 | 0 | 4.3182 | 0 | 4.2356 | 0 | 0 | 0.84085 | 0.94211 | 0 | 0
2018-09-12 | 3 | 10 | Summer: On-Peak |  | 61 | Neither | 0 | 0.98112 | 1.0263 | 0 | 4.3818 | 0 | 4.3586 | 0 | 0 | 0.74504 | 0.94211 | 0 | 0
2018-09-12 | 3 | 11 | Summer: On-Peak |  | 64 | Neither | 0 | 0.94956 | 1.0263 | 0 | 4.3818 | 0 | 4.3586 | 0 | 0 | 0.72851 | 0.94211 | 0 | 0
2018-09-12 | 3 | 12 | Summer: On-Peak |  | 63 | Neither | 0 | 0.91648 | 1.0263 | 0 | 4.3818 | 0 | 4.3586 | 0 | 0 | 0.75911 | 0.94211 | 0 | 0
2018-09-12 | 3 | 13 | Summer: On-Peak |  | 63 | Neither | 0 | 0.9004 | 1.0263 | 0 | 4.3818 | 0 | 4.3586 | 0 | 0 | 0.79116 | 0.94211 | 0 | 0
2018-09-12 | 3 | 14 | Summer: On-Peak |  | 61 | Neither | 0 | 0.86033 | 1.0263 | 0 | 4.3818 | 0 | 4.3586 | 0 | 0 | 0.84356 | 0.94211 | 0 | 0
2018-09-12 | 3 | 15 | Summer: On-Peak |  | 59 | Neither | 0 | 0.85755 | 1.0263 | 0 | 4.3182 | 0 | 4.2356 | 0 | 0 | 0.96593 | 0.94211 | 0 | 0
2018-09-12 | 3 | 16 | Summer: On-Peak |  | 57 | Neither | 0 | 0.88345 | 1.0263 | 0 | 4.2531 | 0 | 4.112 | 0 | 0 | 1.1649 | 0.94211 | 0 | 0
2018-09-12 | 3 | 17 | Summer: On-Peak |  | 57 | Neither | 0 | 0.94026 | 1.0263 | 0 | 4.2531 | 0 | 4.112 | 0 | 0 | 1.3522 | 0.94211 | 0 | 0
2018-09-12 | 3 | 18 | Summer: On-Peak |  | 57 | Neither | 0 | 0.98182 | 1.0263 | 0 | 4.2531 | 0 | 4.112 | 0 | 0 | 1.5599 | 0.94211 | 0 | 0
2018-09-12 | 3 | 19 | Summer: On-Peak |  | 57 | Neither | 0 | 0.98419 | 1.0263 | 0 | 4.2531 | 0 | 4.112 | 0 | 0 | 1.6764 | 0.94211 | 0 | 0
2018-09-12 | 3 | 20 | Summer: On-Peak |  | 57 | Neither | 0 | 0.97072 | 1.0263 | 0 | 4.2531 | 0 | 4.112 | 0 | 0 | 1.5244 | 0.94211 | 0 | 0
2018-09-12 | 3 | 21 | Summer: On-Peak |  | 57 | Neither | 0 | 0.95751 | 1.0263 | 0 | 4.2531 | 0 | 4.112 | 0 | 0 | 1.4449 | 0.94211 | 0 | 0
2018-09-12 | 3 | 22 | Summer: On-Peak |  | 55 | Neither | 0 | 0.94265 | 1.0263 | 0 | 4.1851 | 0 | 3.9877 | 0 | 0 | 1.2427 | 0.94211 | 0 | 0
2018-09-12 | 3 | 23 | Summer: Off-Peak |  | 55 | Neither | 0 | 0.94451 | 1.0263 | 0 | 4.1851 | 0 | 3.9877 | 0 | 0 | 1.0298 | 0.94211 | 0 | 0
2018-09-13 | 4 | 0 | Summer: Off-Peak |  | 55 | Neither | 0 | 0.97482 | 1.002 | 0 | 4.1851 | 0 | 3.9877 | 0 | 0 | 0.90669 | 1.0706 | 0 | 0
2018-09-13 | 4 | 1 | Summer: Off-Peak |  | 54 | Neither | 0 | 1.0122 | 1.002 | 0 | 4.156 | 0 | 3.9259 | 0 | 0 | 0.81803 | 1.0706 | 0 | 0
2018-09-13 | 4 | 2 | Summer: Off-Peak |  | 54 | Neither | 0 | 1.051 | 1.002 | 0 | 4.156 | 0 | 3.9259 | 0 | 0 | 0.74508 | 1.0706 | 0 | 0
2018-09-13 | 4 | 3 | Summer: Off-Peak |  | 54 | Neither | 0 | 1.0924 | 1.002 | 0 | 4.156 | 0 | 3.9259 | 0 | 0 | 0.69159 | 1.0706 | 0 | 0
2018-09-13 | 4 | 4 | Summer: Off-Peak |  | 54 | Neither | 0 | 1.1348 | 1.002 | 0 | 4.156 | 0 | 3.9259 | 0 | 0 | 0.64739 | 1.0706 | 0 | 0
2018-09-13 | 4 | 5 | Summer: Off-Peak |  | 54 | Neither | 0 | 1.1636 | 1.002 | 0 | 4.156 | 0 | 3.9259 | 0 | 0 | 0.7214 | 1.0706 | 0 | 0
2018-09-13 | 4 | 6 | Summer: Off-Peak |  | 54 | Neither | 0 | 1.2084 | 1.002 | 0 | 4.156 | 0 | 3.9259 | 0 | 0 | 0.87787 | 1.0706 | 0 | 0
2018-09-13 | 4 | 7 | Summer: On-Peak |  | 54 | Neither | 0 | 1.1637 | 1.002 | 0 | 4.156 | 0 | 3.9259 | 0 | 0 | 0.97331 | 1.0706 | 0 | 0
2018-09-13 | 4 | 8 | Summer: On-Peak |  | 55 | Neither | 0 | 1.0942 | 1.002 | 0 | 4.1851 | 0 | 3.9877 | 0 | 0 | 0.9494 | 1.0706 | 0 | 0
2018-09-13 | 4 | 9 | Summer: On-Peak |  | 55 | Neither | 0 | 1.0343 | 1.002 | 0 | 4.1851 | 0 | 3.9877 | 0 | 0 | 0.84085 | 1.0706 | 0 | 0
2018-09-13 | 4 | 10 | Summer: On-Peak |  | 59 | Neither | 0 | 0.98112 | 1.002 | 0 | 4.3182 | 0 | 4.2356 | 0 | 0 | 0.74504 | 1.0706 | 0 | 0
2018-09-13 | 4 | 11 | Summer: On-Peak |  | 61 | Neither | 0 | 0.94956 | 1.002 | 0 | 4.3818 | 0 | 4.3586 | 0 | 0 | 0.72851 | 1.0706 | 0 | 0
2018-09-13 | 4 | 12 | Summer: On-Peak |  | 63 | Neither | 0 | 0.91648 | 1.002 | 0 | 4.3818 | 0 | 4.3586 | 0 | 0 | 0.75911 | 1.0706 | 0 | 0
2018-09-13 | 4 | 13 | Summer: On-Peak |  | 64 | Neither | 0 | 0.9004 | 1.002 | 0 | 4.3818 | 0 | 4.3586 | 0 | 0 | 0.79116 | 1.0706 | 0 | 0
2018-09-13 | 4 | 14 | Summer: On-Peak |  | 64 | Neither | 0 | 0.86033 | 1.002 | 0 | 4.3818 | 0 | 4.3586 | 0 | 0 | 0.84356 | 1.0706 | 0 | 0
2018-09-13 | 4 | 15 | Summer: On-Peak |  | 55 | Neither | 0 | 0.85755 | 1.002 | 0 | 4.1851 | 0 | 3.9877 | 0 | 0 | 0.96593 | 1.0706 | 0 | 0
2018-09-13 | 4 | 16 | Summer: On-Peak |  | 57 | Neither | 0 | 0.88345 | 1.002 | 0 | 4.2531 | 0 | 4.112 | 0 | 0 | 1.1649 | 1.0706 | 0 | 0
2018-09-13 | 4 | 17 | Summer: On-Peak |  | 57 | Neither | 0 | 0.94026 | 1.002 | 0 | 4.2531 | 0 | 4.112 | 0 | 0 | 1.3522 | 1.0706 | 0 | 0
2018-09-13 | 4 | 18 | Summer: On-Peak |  | 55 | Neither | 0 | 0.98182 | 1.002 | 0 | 4.1851 | 0 | 3.9877 | 0 | 0 | 1.5599 | 1.0706 | 0 | 0
2018-09-13 | 4 | 19 | Summer: On-Peak |  | 54 | Neither | 0 | 0.98419 | 1.002 | 0 | 4.156 | 0 | 3.9259 | 0 | 0 | 1.6764 | 1.0706 | 0 | 0
2018-09-13 | 4 | 20 | Summer: On-Peak |  | 54 | Neither | 0 | 0.97072 | 1.002 | 0 | 4.156 | 0 | 3.9259 | 0 | 0 | 1.5244 | 1.0706 | 0 | 0
2018-09-13 | 4 | 21 | Summer: On-Peak |  | 54 | Neither | 0 | 0.95751 | 1.002 | 0 | 4.156 | 0 | 3.9259 | 0 | 0 | 1.4449 | 1.0706 | 0 | 0
2018-09-13 | 4 | 22 | Summer: On-Peak |  | 54 | Neither | 0 | 0.94265 | 1.002 | 0 | 4.156 | 0 | 3.9259 | 0 | 0 | 1.2427 | 1.0706 | 0 | 0
2018-09-13 | 4 | 23 | Summer: Off-Peak |  | 54 | Neither | 0 | 0.94451 | 1.002 | 0 | 4.156 | 0 | 3.9259 | 0 | 0 | 1.0298 | 1.0706 | 0 | 0
2018-09-14 | 5 | 0 | Summer: Off-Peak |  | 52 | Neither | 0 | 0.97482 | 1.0078 | 0 | 4.0951 | 0 | 3.8021 | 0 | 0 | 0.90669 | 1.1856 | 0 | 0
2018-09-14 | 5 | 1 | Summer: Off-Peak |  | 52 | Neither | 0 | 1.0122 | 1.0078 | 0 | 4.0951 | 0 | 3.8021 | 0 | 0 | 0.81803 | 1.1856 | 0 | 0
2018-09-14 | 5 | 2 | Summer: Off-Peak |  | 52 | Neither | 0 | 1.051 | 1.0078 | 0 | 4.0951 | 0 | 3.8021 | 0 | 0 | 0.74508 | 1.1856 | 0 | 0
2018-09-14 | 5 | 3 | Summer: Off-Peak |  | 52 | Neither | 0 | 1.0924 | 1.0078 | 0 | 4.0951 | 0 | 3.8021 | 0 | 0 | 0.69159 | 1.1856 | 0 | 0
2018-09-14 | 5 | 4 | Summer: Off-Peak |  | 52 | Neither | 0 | 1.1348 | 1.0078 | 0 | 4.0951 | 0 | 3.8021 | 0 | 0 | 0.64739 | 1.1856 | 0 | 0
2018-09-14 | 5 | 5 | Summer: Off-Peak |  | 52 | Neither | 0 | 1.1636 | 1.0078 | 0 | 4.0951 | 0 | 3.8021 | 0 | 0 | 0.7214 | 1.1856 | 0 | 0
2018-09-14 | 5 | 6 | Summer: Off-Peak |  | 52 | Neither | 0 | 1.2084 | 1.0078 | 0 | 4.0951 | 0 | 3.8021 | 0 | 0 | 0.87787 | 1.1856 | 0 | 0
2018-09-14 | 5 | 7 | Summer: On-Peak |  | 54 | Neither | 0 | 1.1637 | 1.0078 | 0 | 4.156 | 0 | 3.9259 | 0 | 0 | 0.97331 | 1.1856 | 0 | 0
2018-09-14 | 5 | 8 | Summer: On-Peak |  | 55 | Neither | 0 | 1.0942 | 1.0078 | 0 | 4.1851 | 0 | 3.9877 | 0 | 0 | 0.9494 | 1.1856 | 0 | 0
2018-09-14 | 5 | 9 | Summer: On-Peak |  | 55 | Neither | 0 | 1.0343 | 1.0078 | 0 | 4.1851 | 0 | 3.9877 | 0 | 0 | 0.84085 | 1.1856 | 0 | 0
2018-09-14 | 5 | 10 | Summer: On-Peak |  | 59 | Neither | 0 | 0.98112 | 1.0078 | 0 | 4.3182 | 0 | 4.2356 | 0 | 0 | 0.74504 | 1.1856 | 0 | 0
2018-09-14 | 5 | 11 | Summer: On-Peak |  | 57 | Neither | 0 | 0.94956 | 1.0078 | 0 | 4.2531 | 0 | 4.112 | 0 | 0 | 0.72851 | 1.1856 | 0 | 0
2018-09-14 | 5 | 12 | Summer: On-Peak |  | 61 | Neither | 0 | 0.91648 | 1.0078 | 0 | 4.3818 | 0 | 4.3586 | 0 | 0 | 0.75911 | 1.1856 | 0 | 0
2018-09-14 | 5 | 13 | Summer: On-Peak |  | 61 | Neither | 0 | 0.9004 | 1.0078 | 0 | 4.3818 | 0 | 4.3586 | 0 | 0 | 0.79116 | 1.1856 | 0 | 0
2018-09-14 | 5 | 14 | Summer: On-Peak |  | 64 | Neither | 0 | 0.86033 | 1.0078 | 0 | 4.3818 | 0 | 4.3586 | 0 | 0 | 0.84356 | 1.1856 | 0 | 0
2018-09-14 | 5 | 15 | Summer: On-Peak |  | 63 | Neither | 0 | 0.85755 | 1.0078 | 0 | 4.3818 | 0 | 4.3586 | 0 | 0 | 0.96593 | 1.1856 | 0 | 0
2018-09-14 | 5 | 16 | Summer: On-Peak |  | 61 | Neither | 0 | 0.88345 | 1.0078 | 0 | 4.3818 | 0 | 4.3586 | 0 | 0 | 1.1649 | 1.1856 | 0 | 0
2018-09-14 | 5 | 17 | Summer: On-Peak |  | 61 | Neither | 0 | 0.94026 | 1.0078 | 0 | 4.3818 | 0 | 4.3586 | 0 | 0 | 1.3522 | 1.1856 | 0 | 0
2018-09-14 | 5 | 18 | Summer: On-Peak |  | 59 | Neither | 0 | 0.98182 | 1.0078 | 0 | 4.3182 | 0 | 4.2356 | 0 | 0 | 1.5599 | 1.1856 | 0 | 0
2018-09-14 | 5 | 19 | Summer: On-Peak |  | 57 | Neither | 0 | 0.98419 | 1.0078 | 0 | 4.2531 | 0 | 4.112 | 0 | 0 | 1.6764 | 1.1856 | 0 | 0
2018-09-14 | 5 | 20 | Summer: On-Peak |  | 55 | Neither | 0 | 0.97072 | 1.0078 | 0 | 4.1851 | 0 | 3.9877 | 0 | 0 | 1.5244 | 1.1856 | 0 | 0
2018-09-14 | 5 | 21 | Summer: On-Peak |  | 55 | Neither | 0 | 0.95751 | 1.0078 | 0 | 4.1851 | 0 | 3.9877 | 0 | 0 | 1.4449 | 1.1856 | 0 | 0
2018-09-14 | 5 | 22 | Summer: On-Peak |  | 55 | Neither | 0 | 0.94265 | 1.0078 | 0 | 4.1851 | 0 | 3.9877 | 0 | 0 | 1.2427 | 1.1856 | 0 | 0
2018-09-14 | 5 | 23 | Summer: Off-Peak |  | 54 | Neither | 0 | 0.94451 | 1.0078 | 0 | 4.156 | 0 | 3.9259 | 0 | 0 | 1.0298 | 1.1856 | 0 | 0
2018-09-15 | 6 | 0 | Summer: Off-Peak |  | 52 | heating | 0.1878 | 0.97482 | 0.98855 | 0.18098 | 4.0951 | 2.5287 | 3.8021 | 0.19492 | 0 | 0.90669 | 1.0113 | 0 | 0.18098
2018-09-15 | 6 | 1 | Summer: Off-Peak |  | 52 | heating | 0.1878 | 1.0122 | 0.98855 | 0.18792 | 4.0951 | 2.6258 | 3.8021 | 0.20241 | 0 | 0.81803 | 1.0113 | 0 | 0.18792
2018-09-15 | 6 | 2 | Summer: Off-Peak |  | 50 | heating | 0.20919 | 1.051 | 0.98855 | 0.21734 | 4.0352 | 2.9923 | 3.6783 | 0.23842 | 0 | 0.74508 | 1.0113 | 0 | 0.21734
2018-09-15 | 6 | 3 | Summer: Off-Peak |  | 50 | heating | 0.20919 | 1.0924 | 0.98855 | 0.22591 | 4.0352 | 3.1103 | 3.6783 | 0.24782 | 0 | 0.69159 | 1.0113 | 0 | 0.22591
2018-09-15 | 6 | 4 | Summer: Off-Peak |  | 48 | heating | 0.23059 | 1.1348 | 0.98855 | 0.25868 | 3.9631 | 3.4979 | 3.5525 | 0.28858 | 0 | 0.64739 | 1.0113 | 0 | 0.25868
2018-09-15 | 6 | 5 | Summer: Off-Peak |  | 48 | heating | 0.23059 | 1.1636 | 0.98855 | 0.26523 | 3.9631 | 3.5864 | 3.5525 | 0.29588 | 0 | 0.7214 | 1.0113 | 0 | 0.26523
2018-09-15 | 6 | 6 | Summer: Off-Peak |  | 48 | heating | 0.23059 | 1.2084 | 0.98855 | 0.27545 | 3.9631 | 3.7246 | 3.5525 | 0.30728 | 0 | 0.87787 | 1.0113 | 0 | 0.27545
2018-09-15 | 6 | 7 | Summer: Off-Peak |  | 48 | heating | 0.23059 | 1.1637 | 0.98855 | 0.26527 | 3.9631 | 3.587 | 3.5525 | 0.29593 | 0 | 0.97331 | 1.0113 | 0 | 0.26527
2018-09-15 | 6 | 8 | Summer: Off-Peak |  | 52 | heating | 0.1878 | 1.0942 | 0.98855 | 0.20314 | 4.0951 | 2.8384 | 3.8021 | 0.2188 | 0 | 0.9494 | 1.0113 | 0 | 0.20314
2018-09-15 | 6 | 9 | Summer: Off-Peak |  | 55 | heating | 0.15571 | 1.0343 | 0.98855 | 0.15921 | 4.1851 | 2.2735 | 3.9877 | 0.16709 | 0 | 0.84085 | 1.0113 | 0 | 0.15921
2018-09-15 | 6 | 10 | Summer: Off-Peak |  | 55 | heating | 0.15571 | 0.98112 | 0.98855 | 0.15103 | 4.1851 | 2.1566 | 3.9877 | 0.1585 | 0 | 0.74504 | 1.0113 | 0 | 0.15103
2018-09-15 | 6 | 11 | Summer: Off-Peak |  | 55 | heating | 0.15571 | 0.94956 | 0.98855 | 0.14617 | 4.1851 | 2.0872 | 3.9877 | 0.1534 | 0 | 0.72851 | 1.0113 | 0 | 0.14617
2018-09-15 | 6 | 12 | Summer: Off-Peak |  | 57 | heating | 0.13432 | 0.91648 | 0.98855 | 0.1217 | 4.2531 | 1.766 | 4.112 | 0.12587 | 0 | 0.75911 | 1.0113 | 0 | 0.1217
2018-09-15 | 6 | 13 | Summer: Off-Peak |  | 57 | heating | 0.13432 | 0.9004 | 0.98855 | 0.11956 | 4.2531 | 1.735 | 4.112 | 0.12366 | 0 | 0.79116 | 1.0113 | 0 | 0.11956
2018-09-15 | 6 | 14 | Summer: Off-Peak |  | 57 | heating | 0.13432 | 0.86033 | 0.98855 | 0.11424 | 4.2531 | 1.6578 | 4.112 | 0.11816 | 0 | 0.84356 | 1.0113 | 0 | 0.11424
2018-09-15 | 6 | 15 | Summer: Off-Peak |  | 57 | heating | 0.13432 | 0.85755 | 0.98855 | 0.11387 | 4.2531 | 1.6524 | 4.112 | 0.11778 | 0 | 0.96593 | 1.0113 | 0 | 0.11387
2018-09-15 | 6 | 16 | Summer: Off-Peak |  | 57 | heating | 0.13432 | 0.88345 | 0.98855 | 0.11731 | 4.2531 | 1.7023 | 4.112 | 0.12133 | 0 | 1.1649 | 1.0113 | 0 | 0.11731
2018-09-15 | 6 | 17 | Summer: Off-Peak |  | 55 | heating | 0.15571 | 0.94026 | 0.98855 | 0.14474 | 4.1851 | 2.0668 | 3.9877 | 0.1519 | 0 | 1.3522 | 1.0113 | 0 | 0.14474
2018-09-15 | 6 | 18 | Summer: Off-Peak |  | 55 | heating | 0.15571 | 0.98182 | 0.98855 | 0.15113 | 4.1851 | 2.1581 | 3.9877 | 0.15862 | 0 | 1.5599 | 1.0113 | 0 | 0.15113
2018-09-15 | 6 | 19 | Summer: Off-Peak |  | 54 | heating | 0.16641 | 0.98419 | 0.98855 | 0.1619 | 4.156 | 2.2958 | 3.9259 | 0.17139 | 0 | 1.6764 | 1.0113 | 0 | 0.1619
2018-09-15 | 6 | 20 | Summer: Off-Peak |  | 54 | heating | 0.16641 | 0.97072 | 0.98855 | 0.15969 | 4.156 | 2.2644 | 3.9259 | 0.16905 | 0 | 1.5244 | 1.0113 | 0 | 0.15969
2018-09-15 | 6 | 21 | Summer: Off-Peak |  | 52 | heating | 0.1878 | 0.95751 | 0.98855 | 0.17776 | 4.0951 | 2.4838 | 3.8021 | 0.19146 | 0 | 1.4449 | 1.0113 | 0 | 0.17776
2018-09-15 | 6 | 22 | Summer: Off-Peak |  | 48 | heating | 0.23059 | 0.94265 | 0.98855 | 0.21487 | 3.9631 | 2.9055 | 3.5525 | 0.23971 | 0 | 1.2427 | 1.0113 | 0 | 0.21487
2018-09-15 | 6 | 23 | Summer: Off-Peak |  | 45 | heating | 0.26267 | 0.94451 | 0.98855 | 0.24526 | 3.8226 | 3.1988 | 3.3575 | 0.27923 | 0 | 1.0298 | 1.0113 | 0 | 0.24526
2018-09-16 | 7 | 0 | Summer: Off-Peak |  | 45 | Neither | 0 | 0.97482 | 0.93761 | 0 | 3.8226 | 0 | 3.3575 | 0 | 0 | 0.90669 | 1.0096 | 0 | 0
2018-09-16 | 7 | 1 | Summer: Off-Peak |  | 43 | Neither | 0 | 1.0122 | 0.93761 | 0 | 3.737 | 0 | 3.2279 | 0 | 0 | 0.81803 | 1.0096 | 0 | 0
2018-09-16 | 7 | 2 | Summer: Off-Peak |  | 43 | Neither | 0 | 1.051 | 0.93761 | 0 | 3.737 | 0 | 3.2279 | 0 | 0 | 0.74508 | 1.0096 | 0 | 0
2018-09-16 | 7 | 3 | Summer: Off-Peak |  | 43 | Neither | 0 | 1.0924 | 0.93761 | 0 | 3.737 | 0 | 3.2279 | 0 | 0 | 0.69159 | 1.0096 | 0 | 0
2018-09-16 | 7 | 4 | Summer: Off-Peak |  | 41 | Neither | 0 | 1.1348 | 0.93761 | 0 | 3.629 | 0 | 3.0928 | 0 | 0 | 0.64739 | 1.0096 | 0 | 0
2018-09-16 | 7 | 5 | Summer: Off-Peak |  | 39 | Neither | 0 | 1.1636 | 0.93761 | 0 | 3.4954 | 0 | 2.9502 | 0 | 0 | 0.7214 | 1.0096 | 0 | 0
2018-09-16 | 7 | 6 | Summer: Off-Peak |  | 43 | Neither | 0 | 1.2084 | 0.93761 | 0 | 3.737 | 0 | 3.2279 | 0 | 0 | 0.87787 | 1.0096 | 0 | 0
2018-09-16 | 7 | 7 | Summer: Off-Peak |  | 45 | Neither | 0 | 1.1637 | 0.93761 | 0 | 3.8226 | 0 | 3.3575 | 0 | 0 | 0.97331 | 1.0096 | 0 | 0
2018-09-16 | 7 | 8 | Summer: Off-Peak |  | 50 | Neither | 0 | 1.0942 | 0.93761 | 0 | 4.0352 | 0 | 3.6783 | 0 | 0 | 0.9494 | 1.0096 | 0 | 0
2018-09-16 | 7 | 9 | Summer: Off-Peak |  | 55 | Neither | 0 | 1.0343 | 0.93761 | 0 | 4.1851 | 0 | 3.9877 | 0 | 0 | 0.84085 | 1.0096 | 0 | 0
2018-09-16 | 7 | 10 | Summer: Off-Peak |  | 59 | Neither | 0 | 0.98112 | 0.93761 | 0 | 4.3182 | 0 | 4.2356 | 0 | 0 | 0.74504 | 1.0096 | 0 | 0
2018-09-16 | 7 | 11 | Summer: Off-Peak |  | 61 | Neither | 0 | 0.94956 | 0.93761 | 0 | 4.3818 | 0 | 4.3586 | 0 | 0 | 0.72851 | 1.0096 | 0 | 0
2018-09-16 | 7 | 12 | Summer: Off-Peak |  | 64 | Neither | 0 | 0.91648 | 0.93761 | 0 | 4.3818 | 0 | 4.3586 | 0 | 0 | 0.75911 | 1.0096 | 0 | 0
2018-09-16 | 7 | 13 | Summer: Off-Peak |  | 66 | Neither | 0 | 0.9004 | 0.93761 | 0 | 4.3818 | 0 | 4.3586 | 0 | 0 | 0.79116 | 1.0096 | 0 | 0
2018-09-16 | 7 | 14 | Summer: Off-Peak |  | 64 | Neither | 0 | 0.86033 | 0.93761 | 0 | 4.3818 | 0 | 4.3586 | 0 | 0 | 0.84356 | 1.0096 | 0 | 0
2018-09-16 | 7 | 15 | Summer: Off-Peak |  | 57 | Neither | 0 | 0.85755 | 0.93761 | 0 | 4.2531 | 0 | 4.112 | 0 | 0 | 0.96593 | 1.0096 | 0 | 0
2018-09-16 | 7 | 16 | Summer: Off-Peak |  | 55 | Neither | 0 | 0.88345 | 0.93761 | 0 | 4.1851 | 0 | 3.9877 | 0 | 0 | 1.1649 | 1.0096 | 0 | 0
2018-09-16 | 7 | 17 | Summer: Off-Peak |  | 55 | Neither | 0 | 0.94026 | 0.93761 | 0 | 4.1851 | 0 | 3.9877 | 0 | 0 | 1.3522 | 1.0096 | 0 | 0
2018-09-16 | 7 | 18 | Summer: Off-Peak |  | 57 | Neither | 0 | 0.98182 | 0.93761 | 0 | 4.2531 | 0 | 4.112 | 0 | 0 | 1.5599 | 1.0096 | 0 | 0
2018-09-16 | 7 | 19 | Summer: Off-Peak |  | 57 | Neither | 0 | 0.98419 | 0.93761 | 0 | 4.2531 | 0 | 4.112 | 0 | 0 | 1.6764 | 1.0096 | 0 | 0
2018-09-16 | 7 | 20 | Summer: Off-Peak |  | 57 | Neither | 0 | 0.97072 | 0.93761 | 0 | 4.2531 | 0 | 4.112 | 0 | 0 | 1.5244 | 1.0096 | 0 | 0
2018-09-16 | 7 | 21 | Summer: Off-Peak |  | 59 | Neither | 0 | 0.95751 | 0.93761 | 0 | 4.3182 | 0 | 4.2356 | 0 | 0 | 1.4449 | 1.0096 | 0 | 0
2018-09-16 | 7 | 22 | Summer: Off-Peak |  | 59 | Neither | 0 | 0.94265 | 0.93761 | 0 | 4.3182 | 0 | 4.2356 | 0 | 0 | 1.2427 | 1.0096 | 0 | 0
2018-09-16 | 7 | 23 | Summer: Off-Peak |  | 64 | Neither | 0 | 0.94451 | 0.93761 | 0 | 4.3818 | 0 | 4.3586 | 0 | 0 | 1.0298 | 1.0096 | 0 | 0
2018-09-17 | 1 | 0 | Summer: Off-Peak |  | 64 | Neither | 0 | 0.97482 | 1.0177 | 0 | 4.3818 | 0 | 4.3586 | 0 | 0 | 0.90669 | 0.9441 | 0 | 0
2018-09-17 | 1 | 1 | Summer: Off-Peak |  | 64 | Neither | 0 | 1.0122 | 1.0177 | 0 | 4.3818 | 0 | 4.3586 | 0 | 0 | 0.81803 | 0.9441 | 0 | 0
2018-09-17 | 1 | 2 | Summer: Off-Peak |  | 61 | Neither | 0 | 1.051 | 1.0177 | 0 | 4.3818 | 0 | 4.3586 | 0 | 0 | 0.74508 | 0.9441 | 0 | 0
2018-09-17 | 1 | 3 | Summer: Off-Peak |  | 52 | Neither | 0 | 1.0924 | 1.0177 | 0 | 4.0951 | 0 | 3.8021 | 0 | 0 | 0.69159 | 0.9441 | 0 | 0
2018-09-17 | 1 | 4 | Summer: Off-Peak |  | 50 | Neither | 0 | 1.1348 | 1.0177 | 0 | 4.0352 | 0 | 3.6783 | 0 | 0 | 0.64739 | 0.9441 | 0 | 0
2018-09-17 | 1 | 5 | Summer: Off-Peak |  | 48 | Neither | 0 | 1.1636 | 1.0177 | 0 | 3.9631 | 0 | 3.5525 | 0 | 0 | 0.7214 | 0.9441 | 0 | 0
2018-09-17 | 1 | 6 | Summer: Off-Peak |  | 48 | Neither | 0 | 1.2084 | 1.0177 | 0 | 3.9631 | 0 | 3.5525 | 0 | 0 | 0.87787 | 0.9441 | 0 | 0
2018-09-17 | 1 | 7 | Summer: On-Peak |  | 48 | Neither | 0 | 1.1637 | 1.0177 | 0 | 3.9631 | 0 | 3.5525 | 0 | 0 | 0.97331 | 0.9441 | 0 | 0
2018-09-17 | 1 | 8 | Summer: On-Peak |  | 50 | Neither | 0 | 1.0942 | 1.0177 | 0 | 4.0352 | 0 | 3.6783 | 0 | 0 | 0.9494 | 0.9441 | 0 | 0
2018-09-17 | 1 | 9 | Summer: On-Peak |  | 50 | Neither | 0 | 1.0343 | 1.0177 | 0 | 4.0352 | 0 | 3.6783 | 0 | 0 | 0.84085 | 0.9441 | 0 | 0
2018-09-17 | 1 | 10 | Summer: On-Peak |  | 52 | Neither | 0 | 0.98112 | 1.0177 | 0 | 4.0951 | 0 | 3.8021 | 0 | 0 | 0.74504 | 0.9441 | 0 | 0
2018-09-17 | 1 | 11 | Summer: On-Peak |  | 54 | Neither | 0 | 0.94956 | 1.0177 | 0 | 4.156 | 0 | 3.9259 | 0 | 0 | 0.72851 | 0.9441 | 0 | 0
2018-09-17 | 1 | 12 | Summer: On-Peak |  | 54 | Neither | 0 | 0.91648 | 1.0177 | 0 | 4.156 | 0 | 3.9259 | 0 | 0 | 0.75911 | 0.9441 | 0 | 0
2018-09-17 | 1 | 13 | Summer: On-Peak |  | 54 | Neither | 0 | 0.9004 | 1.0177 | 0 | 4.156 | 0 | 3.9259 | 0 | 0 | 0.79116 | 0.9441 | 0 | 0
2018-09-17 | 1 | 14 | Summer: On-Peak |  | 54 | Neither | 0 | 0.86033 | 1.0177 | 0 | 4.156 | 0 | 3.9259 | 0 | 0 | 0.84356 | 0.9441 | 0 | 0
2018-09-17 | 1 | 15 | Summer: On-Peak |  | 55 | Neither | 0 | 0.85755 | 1.0177 | 0 | 4.1851 | 0 | 3.9877 | 0 | 0 | 0.96593 | 0.9441 | 0 | 0
2018-09-17 | 1 | 16 | Summer: On-Peak |  | 55 | Neither | 0 | 0.88345 | 1.0177 | 0 | 4.1851 | 0 | 3.9877 | 0 | 0 | 1.1649 | 0.9441 | 0 | 0
2018-09-17 | 1 | 17 | Summer: On-Peak |  | 55 | Neither | 0 | 0.94026 | 1.0177 | 0 | 4.1851 | 0 | 3.9877 | 0 | 0 | 1.3522 | 0.9441 | 0 | 0
2018-09-17 | 1 | 18 | Summer: On-Peak |  | 54 | Neither | 0 | 0.98182 | 1.0177 | 0 | 4.156 | 0 | 3.9259 | 0 | 0 | 1.5599 | 0.9441 | 0 | 0
2018-09-17 | 1 | 19 | Summer: On-Peak |  | 54 | Neither | 0 | 0.98419 | 1.0177 | 0 | 4.156 | 0 | 3.9259 | 0 | 0 | 1.6764 | 0.9441 | 0 | 0
2018-09-17 | 1 | 20 | Summer: On-Peak |  | 52 | Neither | 0 | 0.97072 | 1.0177 | 0 | 4.0951 | 0 | 3.8021 | 0 | 0 | 1.5244 | 0.9441 | 0 | 0
2018-09-17 | 1 | 21 | Summer: On-Peak |  | 52 | Neither | 0 | 0.95751 | 1.0177 | 0 | 4.0951 | 0 | 3.8021 | 0 | 0 | 1.4449 | 0.9441 | 0 | 0
2018-09-17 | 1 | 22 | Summer: On-Peak |  | 52 | Neither | 0 | 0.94265 | 1.0177 | 0 | 4.0951 | 0 | 3.8021 | 0 | 0 | 1.2427 | 0.9441 | 0 | 0
2018-09-17 | 1 | 23 | Summer: Off-Peak |  | 48 | Neither | 0 | 0.94451 | 1.0177 | 0 | 3.9631 | 0 | 3.5525 | 0 | 0 | 1.0298 | 0.9441 | 0 | 0
2018-09-18 | 2 | 0 | Summer: Off-Peak |  | 46 | Neither | 0 | 0.97482 | 1.02 | 0 | 3.8708 | 0 | 3.4229 | 0 | 0 | 0.90669 | 0.83669 | 0 | 0
2018-09-18 | 2 | 1 | Summer: Off-Peak |  | 46 | Neither | 0 | 1.0122 | 1.02 | 0 | 3.8708 | 0 | 3.4229 | 0 | 0 | 0.81803 | 0.83669 | 0 | 0
2018-09-18 | 2 | 2 | Summer: Off-Peak |  | 46 | Neither | 0 | 1.051 | 1.02 | 0 | 3.8708 | 0 | 3.4229 | 0 | 0 | 0.74508 | 0.83669 | 0 | 0
2018-09-18 | 2 | 3 | Summer: Off-Peak |  | 46 | Neither | 0 | 1.0924 | 1.02 | 0 | 3.8708 | 0 | 3.4229 | 0 | 0 | 0.69159 | 0.83669 | 0 | 0
2018-09-18 | 2 | 4 | Summer: Off-Peak |  | 46 | Neither | 0 | 1.1348 | 1.02 | 0 | 3.8708 | 0 | 3.4229 | 0 | 0 | 0.64739 | 0.83669 | 0 | 0
2018-09-18 | 2 | 5 | Summer: Off-Peak |  | 46 | Neither | 0 | 1.1636 | 1.02 | 0 | 3.8708 | 0 | 3.4229 | 0 | 0 | 0.7214 | 0.83669 | 0 | 0
2018-09-18 | 2 | 6 | Summer: Off-Peak |  | 46 | Neither | 0 | 1.2084 | 1.02 | 0 | 3.8708 | 0 | 3.4229 | 0 | 0 | 0.87787 | 0.83669 | 0 | 0
2018-09-18 | 2 | 7 | Summer: On-Peak |  | 48 | Neither | 0 | 1.1637 | 1.02 | 0 | 3.9631 | 0 | 3.5525 | 0 | 0 | 0.97331 | 0.83669 | 0 | 0
2018-09-18 | 2 | 8 | Summer: On-Peak |  | 48 | Neither | 0 | 1.0942 | 1.02 | 0 | 3.9631 | 0 | 3.5525 | 0 | 0 | 0.9494 | 0.83669 | 0 | 0
2018-09-18 | 2 | 9 | Summer: On-Peak |  | 55 | Neither | 0 | 1.0343 | 1.02 | 0 | 4.1851 | 0 | 3.9877 | 0 | 0 | 0.84085 | 0.83669 | 0 | 0
2018-09-18 | 2 | 10 | Summer: On-Peak |  | 61 | Neither | 0 | 0.98112 | 1.02 | 0 | 4.3818 | 0 | 4.3586 | 0 | 0 | 0.74504 | 0.83669 | 0 | 0
2018-09-18 | 2 | 11 | Summer: On-Peak |  | 63 | Neither | 0 | 0.94956 | 1.02 | 0 | 4.3818 | 0 | 4.3586 | 0 | 0 | 0.72851 | 0.83669 | 0 | 0
2018-09-18 | 2 | 12 | Summer: On-Peak |  | 64 | Neither | 0 | 0.91648 | 1.02 | 0 | 4.3818 | 0 | 4.3586 | 0 | 0 | 0.75911 | 0.83669 | 0 | 0
2018-09-18 | 2 | 13 | Summer: On-Peak |  | 66 | Neither | 0 | 0.9004 | 1.02 | 0 | 4.3818 | 0 | 4.3586 | 0 | 0 | 0.79116 | 0.83669 | 0 | 0
2018-09-18 | 2 | 14 | Summer: On-Peak |  | 66 | Neither | 0 | 0.86033 | 1.02 | 0 | 4.3818 | 0 | 4.3586 | 0 | 0 | 0.84356 | 0.83669 | 0 | 0
2018-09-18 | 2 | 15 | Summer: On-Peak |  | 66 | Neither | 0 | 0.85755 | 1.02 | 0 | 4.3818 | 0 | 4.3586 | 0 | 0 | 0.96593 | 0.83669 | 0 | 0
2018-09-18 | 2 | 16 | Summer: On-Peak |  | 66 | Neither | 0 | 0.88345 | 1.02 | 0 | 4.3818 | 0 | 4.3586 | 0 | 0 | 1.1649 | 0.83669 | 0 | 0
2018-09-18 | 2 | 17 | Summer: On-Peak |  | 63 | Neither | 0 | 0.94026 | 1.02 | 0 | 4.3818 | 0 | 4.3586 | 0 | 0 | 1.3522 | 0.83669 | 0 | 0
2018-09-18 | 2 | 18 | Summer: On-Peak |  | 57 | Neither | 0 | 0.98182 | 1.02 | 0 | 4.2531 | 0 | 4.112 | 0 | 0 | 1.5599 | 0.83669 | 0 | 0
2018-09-18 | 2 | 19 | Summer: On-Peak |  | 55 | Neither | 0 | 0.98419 | 1.02 | 0 | 4.1851 | 0 | 3.9877 | 0 | 0 | 1.6764 | 0.83669 | 0 | 0
2018-09-18 | 2 | 20 | Summer: On-Peak |  | 54 | Neither | 0 | 0.97072 | 1.02 | 0 | 4.156 | 0 | 3.9259 | 0 | 0 | 1.5244 | 0.83669 | 0 | 0
2018-09-18 | 2 | 21 | Summer: On-Peak |  | 54 | Neither | 0 | 0.95751 | 1.02 | 0 | 4.156 | 0 | 3.9259 | 0 | 0 | 1.4449 | 0.83669 | 0 | 0
2018-09-18 | 2 | 22 | Summer: On-Peak |  | 52 | Neither | 0 | 0.94265 | 1.02 | 0 | 4.0951 | 0 | 3.8021 | 0 | 0 | 1.2427 | 0.83669 | 0 | 0
2018-09-18 | 2 | 23 | Summer: Off-Peak |  | 52 | Neither | 0 | 0.94451 | 1.02 | 0 | 4.0951 | 0 | 3.8021 | 0 | 0 | 1.0298 | 0.83669 | 0 | 0
2018-09-19 | 3 | 0 | Summer: Off-Peak |  | 52 | Neither | 0 | 0.97482 | 1.0263 | 0 | 4.0951 | 0 | 3.8021 | 0 | 0 | 0.90669 | 0.94211 | 0 | 0
2018-09-19 | 3 | 1 | Summer: Off-Peak |  | 50 | Neither | 0 | 1.0122 | 1.0263 | 0 | 4.0352 | 0 | 3.6783 | 0 | 0 | 0.81803 | 0.94211 | 0 | 0
2018-09-19 | 3 | 2 | Summer: Off-Peak |  | 52 | Neither | 0 | 1.051 | 1.0263 | 0 | 4.0951 | 0 | 3.8021 | 0 | 0 | 0.74508 | 0.94211 | 0 | 0
2018-09-19 | 3 | 3 | Summer: Off-Peak |  | 52 | Neither | 0 | 1.0924 | 1.0263 | 0 | 4.0951 | 0 | 3.8021 | 0 | 0 | 0.69159 | 0.94211 | 0 | 0
2018-09-19 | 3 | 4 | Summer: Off-Peak |  | 52 | Neither | 0 | 1.1348 | 1.0263 | 0 | 4.0951 | 0 | 3.8021 | 0 | 0 | 0.64739 | 0.94211 | 0 | 0
2018-09-19 | 3 | 5 | Summer: Off-Peak |  | 52 | Neither | 0 | 1.1636 | 1.0263 | 0 | 4.0951 | 0 | 3.8021 | 0 | 0 | 0.7214 | 0.94211 | 0 | 0
2018-09-19 | 3 | 6 | Summer: Off-Peak |  | 54 | Neither | 0 | 1.2084 | 1.0263 | 0 | 4.156 | 0 | 3.9259 | 0 | 0 | 0.87787 | 0.94211 | 0 | 0
2018-09-19 | 3 | 7 | Summer: On-Peak |  | 55 | Neither | 0 | 1.1637 | 1.0263 | 0 | 4.1851 | 0 | 3.9877 | 0 | 0 | 0.97331 | 0.94211 | 0 | 0
2018-09-19 | 3 | 8 | Summer: On-Peak |  | 55 | Neither | 0 | 1.0942 | 1.0263 | 0 | 4.1851 | 0 | 3.9877 | 0 | 0 | 0.9494 | 0.94211 | 0 | 0
2018-09-19 | 3 | 9 | Summer: On-Peak |  | 59 | Neither | 0 | 1.0343 | 1.0263 | 0 | 4.3182 | 0 | 4.2356 | 0 | 0 | 0.84085 | 0.94211 | 0 | 0
2018-09-19 | 3 | 10 | Summer: On-Peak |  | 63 | Neither | 0 | 0.98112 | 1.0263 | 0 | 4.3818 | 0 | 4.3586 | 0 | 0 | 0.74504 | 0.94211 | 0 | 0
2018-09-19 | 3 | 11 | Summer: On-Peak |  | 64 | Neither | 0 | 0.94956 | 1.0263 | 0 | 4.3818 | 0 | 4.3586 | 0 | 0 | 0.72851 | 0.94211 | 0 | 0
2018-09-19 | 3 | 12 | Summer: On-Peak |  | 64 | Neither | 0 | 0.91648 | 1.0263 | 0 | 4.3818 | 0 | 4.3586 | 0 | 0 | 0.75911 | 0.94211 | 0 | 0
2018-09-19 | 3 | 13 | Summer: On-Peak |  | 63 | Neither | 0 | 0.9004 | 1.0263 | 0 | 4.3818 | 0 | 4.3586 | 0 | 0 | 0.79116 | 0.94211 | 0 | 0
2018-09-19 | 3 | 14 | Summer: On-Peak |  | 64 | Neither | 0 | 0.86033 | 1.0263 | 0 | 4.3818 | 0 | 4.3586 | 0 | 0 | 0.84356 | 0.94211 | 0 | 0
2018-09-19 | 3 | 15 | Summer: On-Peak |  | 66 | Neither | 0 | 0.85755 | 1.0263 | 0 | 4.3818 | 0 | 4.3586 | 0 | 0 | 0.96593 | 0.94211 | 0 | 0
2018-09-19 | 3 | 16 | Summer: On-Peak |  | 66 | Neither | 0 | 0.88345 | 1.0263 | 0 | 4.3818 | 0 | 4.3586 | 0 | 0 | 1.1649 | 0.94211 | 0 | 0
2018-09-19 | 3 | 17 | Summer: On-Peak |  | 64 | Neither | 0 | 0.94026 | 1.0263 | 0 | 4.3818 | 0 | 4.3586 | 0 | 0 | 1.3522 | 0.94211 | 0 | 0
2018-09-19 | 3 | 18 | Summer: On-Peak |  | 63 | Neither | 0 | 0.98182 | 1.0263 | 0 | 4.3818 | 0 | 4.3586 | 0 | 0 | 1.5599 | 0.94211 | 0 | 0
2018-09-19 | 3 | 19 | Summer: On-Peak |  | 61 | Neither | 0 | 0.98419 | 1.0263 | 0 | 4.3818 | 0 | 4.3586 | 0 | 0 | 1.6764 | 0.94211 | 0 | 0
2018-09-19 | 3 | 20 | Summer: On-Peak |  | 57 | Neither | 0 | 0.97072 | 1.0263 | 0 | 4.2531 | 0 | 4.112 | 0 | 0 | 1.5244 | 0.94211 | 0 | 0
2018-09-19 | 3 | 21 | Summer: On-Peak |  | 55 | Neither | 0 | 0.95751 | 1.0263 | 0 | 4.1851 | 0 | 3.9877 | 0 | 0 | 1.4449 | 0.94211 | 0 | 0
2018-09-19 | 3 | 22 | Summer: On-Peak |  | 54 | Neither | 0 | 0.94265 | 1.0263 | 0 | 4.156 | 0 | 3.9259 | 0 | 0 | 1.2427 | 0.94211 | 0 | 0
2018-09-19 | 3 | 23 | Summer: Off-Peak |  | 54 | Neither | 0 | 0.94451 | 1.0263 | 0 | 4.156 | 0 | 3.9259 | 0 | 0 | 1.0298 | 0.94211 | 0 | 0
2018-09-20 | 4 | 0 | Summer: Off-Peak |  | 52 | heating | 0.1878 | 0.97482 | 1.002 | 0.18345 | 4.0951 | 2.5632 | 3.8021 | 0.19759 | 0 | 0.90669 | 1.0706 | 0 | 0.18345
2018-09-20 | 4 | 1 | Summer: Off-Peak |  | 52 | heating | 0.1878 | 1.0122 | 1.002 | 0.19049 | 4.0951 | 2.6616 | 3.8021 | 0.20517 | 0 | 0.81803 | 1.0706 | 0 | 0.19049
2018-09-20 | 4 | 2 | Summer: Off-Peak |  | 50 | heating | 0.20919 | 1.051 | 1.002 | 0.22031 | 4.0352 | 3.0332 | 3.6783 | 0.24168 | 0 | 0.74508 | 1.0706 | 0 | 0.22031
2018-09-20 | 4 | 3 | Summer: Off-Peak |  | 46 | heating | 0.25198 | 1.0924 | 1.002 | 0.27582 | 3.8708 | 3.6429 | 3.4229 | 0.31192 | 0 | 0.69159 | 1.0706 | 0 | 0.27582
2018-09-20 | 4 | 4 | Summer: Off-Peak |  | 46 | heating | 0.25198 | 1.1348 | 1.002 | 0.28654 | 3.8708 | 3.7844 | 3.4229 | 0.32404 | 0 | 0.64739 | 1.0706 | 0 | 0.28654
2018-09-20 | 4 | 5 | Summer: Off-Peak |  | 46 | heating | 0.25198 | 1.1636 | 1.002 | 0.29379 | 3.8708 | 3.8802 | 3.4229 | 0.33224 | 0 | 0.7214 | 1.0706 | 0 | 0.29379
2018-09-20 | 4 | 6 | Summer: Off-Peak |  | 45 | heating | 0.26267 | 1.2084 | 1.002 | 0.31806 | 3.8226 | 4.1483 | 3.3575 | 0.36212 | 0 | 0.87787 | 1.0706 | 0 | 0.31806
2018-09-20 | 4 | 7 | Summer: On-Peak |  | 46 | heating | 0.25198 | 1.1637 | 1.002 | 0.29384 | 3.8708 | 3.8808 | 3.4229 | 0.33229 | 0 | 0.97331 | 1.0706 | 0 | 0.29384
2018-09-20 | 4 | 8 | Summer: On-Peak |  | 48 | heating | 0.23059 | 1.0942 | 1.002 | 0.25282 | 3.9631 | 3.4187 | 3.5525 | 0.28204 | 0 | 0.9494 | 1.0706 | 0 | 0.25282
2018-09-20 | 4 | 9 | Summer: On-Peak |  | 54 | heating | 0.16641 | 1.0343 | 1.002 | 0.17247 | 4.156 | 2.4457 | 3.9259 | 0.18258 | 0 | 0.84085 | 1.0706 | 0 | 0.17247
2018-09-20 | 4 | 10 | Summer: On-Peak |  | 57 | heating | 0.13432 | 0.98112 | 1.002 | 0.13206 | 4.2531 | 1.9163 | 4.112 | 0.13659 | 0 | 0.74504 | 1.0706 | 0 | 0.13206
2018-09-20 | 4 | 11 | Summer: On-Peak |  | 61 | heating | 0.09154 | 0.94956 | 1.002 | 0.0871 | 4.3818 | 1.3022 | 4.3586 | 0.087565 | 0 | 0.72851 | 1.0706 | 0 | 0.0871
2018-09-20 | 4 | 12 | Summer: On-Peak |  | 61 | heating | 0.09154 | 0.91648 | 1.002 | 0.084066 | 4.3818 | 1.2569 | 4.3586 | 0.084515 | 0 | 0.75911 | 1.0706 | 0 | 0.084066
2018-09-20 | 4 | 13 | Summer: On-Peak |  | 61 | heating | 0.09154 | 0.9004 | 1.002 | 0.082591 | 4.3818 | 1.2348 | 4.3586 | 0.083032 | 0 | 0.79116 | 1.0706 | 0 | 0.082591
2018-09-20 | 4 | 14 | Summer: On-Peak |  | 61 | heating | 0.09154 | 0.86033 | 1.002 | 0.078915 | 4.3818 | 1.1798 | 4.3586 | 0.079336 | 0 | 0.84356 | 1.0706 | 0 | 0.078915
2018-09-20 | 4 | 15 | Summer: On-Peak |  | 61 | heating | 0.09154 | 0.85755 | 1.002 | 0.07866 | 4.3818 | 1.176 | 4.3586 | 0.079079 | 0 | 0.96593 | 1.0706 | 0 | 0.07866
2018-09-20 | 4 | 16 | Summer: On-Peak |  | 61 | heating | 0.09154 | 0.88345 | 1.002 | 0.081036 | 4.3818 | 1.2115 | 4.3586 | 0.081468 | 0 | 1.1649 | 1.0706 | 0 | 0.081036
2018-09-20 | 4 | 17 | Summer: On-Peak |  | 57 | heating | 0.13432 | 0.94026 | 1.002 | 0.12656 | 4.2531 | 1.8365 | 4.112 | 0.1309 | 0 | 1.3522 | 1.0706 | 0 | 0.12656
2018-09-20 | 4 | 18 | Summer: On-Peak |  | 54 | heating | 0.16641 | 0.98182 | 1.002 | 0.16372 | 4.156 | 2.3216 | 3.9259 | 0.17331 | 0 | 1.5599 | 1.0706 | 0 | 0.16372
2018-09-20 | 4 | 19 | Summer: On-Peak |  | 48 | heating | 0.23059 | 0.98419 | 1.002 | 0.2274 | 3.9631 | 3.075 | 3.5525 | 0.25369 | 0 | 1.6764 | 1.0706 | 0 | 0.2274
2018-09-20 | 4 | 20 | Summer: On-Peak |  | 46 | heating | 0.25198 | 0.97072 | 1.002 | 0.2451 | 3.8708 | 3.2371 | 3.4229 | 0.27718 | 0 | 1.5244 | 1.0706 | 0 | 0.2451
2018-09-20 | 4 | 21 | Summer: On-Peak |  | 45 | heating | 0.26267 | 0.95751 | 1.002 | 0.25203 | 3.8226 | 3.2871 | 3.3575 | 0.28694 | 0 | 1.4449 | 1.0706 | 0 | 0.25203
2018-09-20 | 4 | 22 | Summer: On-Peak |  | 43 | heating | 0.28407 | 0.94265 | 1.002 | 0.26832 | 3.737 | 3.4213 | 3.2279 | 0.31064 | 0 | 1.2427 | 1.0706 | 0 | 0.26832
2018-09-20 | 4 | 23 | Summer: Off-Peak |  | 43 | heating | 0.28407 | 0.94451 | 1.002 | 0.26885 | 3.737 | 3.428 | 3.2279 | 0.31126 | 0 | 1.0298 | 1.0706 | 0 | 0.26885
2018-09-21 | 5 | 0 | Summer: Off-Peak |  | 41 | heating | 0.30546 | 0.97482 | 1.0078 | 0.30009 | 3.629 | 3.7157 | 3.0928 | 0.35212 | 0 | 0.90669 | 1.1856 | 0 | 0.30009
2018-09-21 | 5 | 1 | Summer: Off-Peak |  | 41 | heating | 0.30546 | 1.0122 | 1.0078 | 0.31161 | 3.629 | 3.8584 | 3.0928 | 0.36564 | 0 | 0.81803 | 1.1856 | 0 | 0.31161
2018-09-21 | 5 | 2 | Summer: Off-Peak |  | 39 | heating | 0.32685 | 1.051 | 1.0078 | 0.34619 | 3.4954 | 4.1287 | 2.9502 | 0.41017 | 0 | 0.74508 | 1.1856 | 0 | 0.34619
2018-09-21 | 5 | 3 | Summer: Off-Peak |  | 39 | heating | 0.32685 | 1.0924 | 1.0078 | 0.35984 | 3.4954 | 4.2915 | 2.9502 | 0.42634 | 0 | 0.69159 | 1.1856 | 0 | 0.35984
2018-09-21 | 5 | 4 | Summer: Off-Peak |  | 37 | heating | 0.34824 | 1.1348 | 1.0078 | 0.39828 | 3.3551 | 4.5593 | 2.8034 | 0.47665 | 0 | 0.64739 | 1.1856 | 0 | 0.39828
2018-09-21 | 5 | 5 | Summer: Off-Peak |  | 37 | heating | 0.34824 | 1.1636 | 1.0078 | 0.40836 | 3.3551 | 4.6747 | 2.8034 | 0.48872 | 0 | 0.7214 | 1.1856 | 0 | 0.40836
2018-09-21 | 5 | 6 | Summer: Off-Peak |  | 37 | heating | 0.34824 | 1.2084 | 1.0078 | 0.42409 | 3.3551 | 4.8549 | 2.8034 | 0.50755 | 0 | 0.87787 | 1.1856 | 0 | 0.42409
2018-09-21 | 5 | 7 | Summer: On-Peak |  | 41 | heating | 0.30546 | 1.1637 | 1.0078 | 0.35825 | 3.629 | 4.4359 | 3.0928 | 0.42036 | 0 | 0.97331 | 1.1856 | 0 | 0.35825
2018-09-21 | 5 | 8 | Summer: On-Peak |  | 46 | heating | 0.25198 | 1.0942 | 1.0078 | 0.27786 | 3.8708 | 3.6698 | 3.4229 | 0.31423 | 0 | 0.9494 | 1.1856 | 0 | 0.27786
2018-09-21 | 5 | 9 | Summer: On-Peak |  | 54 | heating | 0.16641 | 1.0343 | 1.0078 | 0.17346 | 4.156 | 2.4597 | 3.9259 | 0.18363 | 0 | 0.84085 | 1.1856 | 0 | 0.17346
2018-09-21 | 5 | 10 | Summer: On-Peak |  | 57 | heating | 0.13432 | 0.98112 | 1.0078 | 0.13282 | 4.2531 | 1.9274 | 4.112 | 0.13737 | 0 | 0.74504 | 1.1856 | 0 | 0.13282
2018-09-21 | 5 | 11 | Summer: On-Peak |  | 61 | heating | 0.09154 | 0.94956 | 1.0078 | 0.087601 | 4.3818 | 1.3097 | 4.3586 | 0.088068 | 0 | 0.72851 | 1.1856 | 0 | 0.087601
2018-09-21 | 5 | 12 | Summer: On-Peak |  | 63 | heating | 0.070148 | 0.91648 | 1.0078 | 0.064791 | 4.3818 | 0.96868 | 4.3586 | 0 | 0 | 0.75911 | 1.1856 | 0 | 0.064791
2018-09-21 | 5 | 13 | Summer: On-Peak |  | 64 | heating | 0.059452 | 0.9004 | 1.0078 | 0.053948 | 4.3818 | 0.80657 | 4.3586 | 0 | 0 | 0.79116 | 1.1856 | 0 | 0.053948
2018-09-21 | 5 | 14 | Summer: On-Peak |  | 61 | heating | 0.09154 | 0.86033 | 1.0078 | 0.079369 | 4.3818 | 1.1866 | 4.3586 | 0.079792 | 0 | 0.84356 | 1.1856 | 0 | 0.079369
2018-09-21 | 5 | 15 | Summer: On-Peak |  | 63 | heating | 0.070148 | 0.85755 | 1.0078 | 0.060624 | 4.3818 | 0.90638 | 4.3586 | 0 | 0 | 0.96593 | 1.1856 | 0 | 0.060624
2018-09-21 | 5 | 16 | Summer: On-Peak |  | 66 | heating | 0.03806 | 0.88345 | 1.0078 | 0.033887 | 4.3818 | 0.50663 | 4.3586 | 0 | 0 | 1.1649 | 1.1856 | 0 | 0.033887
2018-09-21 | 5 | 17 | Summer: On-Peak |  | 64 | heating | 0.059452 | 0.94026 | 1.0078 | 0.056336 | 4.3818 | 0.84227 | 4.3586 | 0 | 0 | 1.3522 | 1.1856 | 0 | 0.056336
2018-09-21 | 5 | 18 | Summer: On-Peak |  | 57 | heating | 0.13432 | 0.98182 | 1.0078 | 0.13291 | 4.2531 | 1.9287 | 4.112 | 0.13747 | 0 | 1.5599 | 1.1856 | 0 | 0.13291
2018-09-21 | 5 | 19 | Summer: On-Peak |  | 55 | heating | 0.15571 | 0.98419 | 1.0078 | 0.15445 | 4.1851 | 2.2055 | 3.9877 | 0.1621 | 0 | 1.6764 | 1.1856 | 0 | 0.15445
2018-09-21 | 5 | 20 | Summer: On-Peak |  | 54 | heating | 0.16641 | 0.97072 | 1.0078 | 0.1628 | 4.156 | 2.3085 | 3.9259 | 0.17234 | 0 | 1.5244 | 1.1856 | 0 | 0.1628
2018-09-21 | 5 | 21 | Summer: On-Peak |  | 55 | heating | 0.15571 | 0.95751 | 1.0078 | 0.15026 | 4.1851 | 2.1457 | 3.9877 | 0.1577 | 0 | 1.4449 | 1.1856 | 0 | 0.15026
2018-09-21 | 5 | 22 | Summer: On-Peak |  | 57 | heating | 0.13432 | 0.94265 | 1.0078 | 0.12761 | 4.2531 | 1.8518 | 4.112 | 0.13199 | 0 | 1.2427 | 1.1856 | 0 | 0.12761
2018-09-21 | 5 | 23 | Summer: Off-Peak |  | 64 | heating | 0.059452 | 0.94451 | 1.0078 | 0.056591 | 4.3818 | 0.84608 | 4.3586 | 0 | 0 | 1.0298 | 1.1856 | 0 | 0.056591
2018-09-22 | 6 | 0 | Summer: Off-Peak |  | 64 | Cooling | 0 | 0.97482 | 0.98855 | 0 | 4.3818 | 0 | 4.3586 | 0 | 0.038036 | 0.90669 | 1.0113 | 0.034877 | 0.034877
2018-09-22 | 6 | 1 | Summer: Off-Peak |  | 64 | Cooling | 0 | 1.0122 | 0.98855 | 0 | 4.3818 | 0 | 4.3586 | 0 | 0.038036 | 0.81803 | 1.0113 | 0.031466 | 0.031466
2018-09-22 | 6 | 2 | Summer: Off-Peak |  | 64 | Cooling | 0 | 1.051 | 0.98855 | 0 | 4.3818 | 0 | 4.3586 | 0 | 0.038036 | 0.74508 | 1.0113 | 0.02866 | 0.02866
2018-09-22 | 6 | 3 | Summer: Off-Peak |  | 61 | Cooling | 0 | 1.0924 | 0.98855 | 0 | 4.3818 | 0 | 4.3586 | 0 | 0.045165 | 0.69159 | 1.0113 | 0.031588 | 0.031588
2018-09-22 | 6 | 4 | Summer: Off-Peak |  | 61 | Cooling | 0 | 1.1348 | 0.98855 | 0 | 4.3818 | 0 | 4.3586 | 0 | 0.045165 | 0.64739 | 1.0113 | 0.029569 | 0.029569
2018-09-22 | 6 | 5 | Summer: Off-Peak |  | 61 | Cooling | 0 | 1.1636 | 0.98855 | 0 | 4.3818 | 0 | 4.3586 | 0 | 0.045165 | 0.7214 | 1.0113 | 0.032949 | 0.032949
2018-09-22 | 6 | 6 | Summer: Off-Peak |  | 59 | Cooling | 0 | 1.2084 | 0.98855 | 0 | 4.3182 | 0 | 4.2356 | 0 | 0.025 | 0.87787 | 1.0113 | 0.022195 | 0.022195
2018-09-22 | 6 | 7 | Summer: Off-Peak |  | 63 | Cooling | 0 | 1.1637 | 0.98855 | 0 | 4.3818 | 0 | 4.3586 | 0 | 0.039789 | 0.97331 | 1.0113 | 0.039165 | 0.039165
2018-09-22 | 6 | 8 | Summer: Off-Peak |  | 66 | Cooling | 0 | 1.0942 | 0.98855 | 0 | 4.3818 | 0 | 4.3586 | 0 | 0.0364 | 0.9494 | 1.0113 | 0.034948 | 0.034948
2018-09-22 | 6 | 9 | Summer: Off-Peak |  | 70 | Cooling | 0 | 1.0343 | 0.98855 | 0 | 4.3818 | 0 | 4.3586 | 0 | 0.040605 | 0.84085 | 1.0113 | 0.034528 | 0.034528
2018-09-22 | 6 | 10 | Summer: Off-Peak |  | 70 | Cooling | 0 | 0.98112 | 0.98855 | 0 | 4.3818 | 0 | 4.3586 | 0 | 0.040605 | 0.74504 | 1.0113 | 0.030594 | 0.030594
2018-09-22 | 6 | 11 | Summer: Off-Peak |  | 68 | Cooling | 0 | 0.94956 | 0.98855 | 0 | 4.3818 | 0 | 4.3586 | 0 | 0.037256 | 0.72851 | 1.0113 | 0.027448 | 0.027448
2018-09-22 | 6 | 12 | Summer: Off-Peak |  | 70 | Cooling | 0 | 0.91648 | 0.98855 | 0 | 4.3818 | 0 | 4.3586 | 0 | 0.040605 | 0.75911 | 1.0113 | 0.031171 | 0.031171
2018-09-22 | 6 | 13 | Summer: Off-Peak |  | 73 | Cooling | 0 | 0.9004 | 0.98855 | 0 | #N/A | 0 | #N/A | 0 | 0.050301 | 0.79116 | 1.0113 | 0.040245 | 0.040245
2018-09-22 | 6 | 14 | Summer: Off-Peak |  | 73 | Cooling | 0 | 0.86033 | 0.98855 | 0 | #N/A | 0 | #N/A | 0 | 0.050301 | 0.84356 | 1.0113 | 0.042911 | 0.042911
2018-09-22 | 6 | 15 | Summer: Off-Peak |  | 73 | Cooling | 0 | 0.85755 | 0.98855 | 0 | #N/A | 0 | #N/A | 0 | 0.050301 | 0.96593 | 1.0113 | 0.049135 | 0.049135
2018-09-22 | 6 | 16 | Summer: Off-Peak |  | 72 | Cooling | 0 | 0.88345 | 0.98855 | 0 | #N/A | 0 | #N/A | 0 | 0.046446 | 1.1649 | 1.0113 | 0.054717 | 0.054717
2018-09-22 | 6 | 17 | Summer: Off-Peak |  | 72 | Cooling | 0 | 0.94026 | 0.98855 | 0 | #N/A | 0 | #N/A | 0 | 0.046446 | 1.3522 | 1.0113 | 0.063511 | 0.063511
2018-09-22 | 6 | 18 | Summer: Off-Peak |  | 70 | Cooling | 0 | 0.98182 | 0.98855 | 0 | 4.3818 | 0 | 4.3586 | 0 | 0.040605 | 1.5599 | 1.0113 | 0.064054 | 0.064054
2018-09-22 | 6 | 19 | Summer: Off-Peak |  | 70 | Cooling | 0 | 0.98419 | 0.98855 | 0 | 4.3818 | 0 | 4.3586 | 0 | 0.040605 | 1.6764 | 1.0113 | 0.068839 | 0.068839
2018-09-22 | 6 | 20 | Summer: Off-Peak |  | 68 | Cooling | 0 | 0.97072 | 0.98855 | 0 | 4.3818 | 0 | 4.3586 | 0 | 0.037256 | 1.5244 | 1.0113 | 0.057433 | 0.057433
2018-09-22 | 6 | 21 | Summer: Off-Peak |  | 66 | Cooling | 0 | 0.95751 | 0.98855 | 0 | 4.3818 | 0 | 4.3586 | 0 | 0.0364 | 1.4449 | 1.0113 | 0.053187 | 0.053187
2018-09-22 | 6 | 22 | Summer: Off-Peak |  | 64 | Cooling | 0 | 0.94265 | 0.98855 | 0 | 4.3818 | 0 | 4.3586 | 0 | 0.038036 | 1.2427 | 1.0113 | 0.047802 | 0.047802
2018-09-22 | 6 | 23 | Summer: Off-Peak |  | 64 | Cooling | 0 | 0.94451 | 0.98855 | 0 | 4.3818 | 0 | 4.3586 | 0 | 0.038036 | 1.0298 | 1.0113 | 0.03961 | 0.03961
2018-09-23 | 7 | 0 | Summer: Off-Peak |  | 63 | Neither | 0 | 0.97482 | 0.93761 | 0 | 4.3818 | 0 | 4.3586 | 0 | 0 | 0.90669 | 1.0096 | 0 | 0
2018-09-23 | 7 | 1 | Summer: Off-Peak |  | 59 | Neither | 0 | 1.0122 | 0.93761 | 0 | 4.3182 | 0 | 4.2356 | 0 | 0 | 0.81803 | 1.0096 | 0 | 0
2018-09-23 | 7 | 2 | Summer: Off-Peak |  | 57 | Neither | 0 | 1.051 | 0.93761 | 0 | 4.2531 | 0 | 4.112 | 0 | 0 | 0.74508 | 1.0096 | 0 | 0
2018-09-23 | 7 | 3 | Summer: Off-Peak |  | 54 | Neither | 0 | 1.0924 | 0.93761 | 0 | 4.156 | 0 | 3.9259 | 0 | 0 | 0.69159 | 1.0096 | 0 | 0
2018-09-23 | 7 | 4 | Summer: Off-Peak |  | 50 | Neither | 0 | 1.1348 | 0.93761 | 0 | 4.0352 | 0 | 3.6783 | 0 | 0 | 0.64739 | 1.0096 | 0 | 0
2018-09-23 | 7 | 5 | Summer: Off-Peak |  | 48 | Neither | 0 | 1.1636 | 0.93761 | 0 | 3.9631 | 0 | 3.5525 | 0 | 0 | 0.7214 | 1.0096 | 0 | 0
2018-09-23 | 7 | 6 | Summer: Off-Peak |  | 48 | Neither | 0 | 1.2084 | 0.93761 | 0 | 3.9631 | 0 | 3.5525 | 0 | 0 | 0.87787 | 1.0096 | 0 | 0
2018-09-23 | 7 | 7 | Summer: Off-Peak |  | 50 | Neither | 0 | 1.1637 | 0.93761 | 0 | 4.0352 | 0 | 3.6783 | 0 | 0 | 0.97331 | 1.0096 | 0 | 0
2018-09-23 | 7 | 8 | Summer: Off-Peak |  | 54 | Neither | 0 | 1.0942 | 0.93761 | 0 | 4.156 | 0 | 3.9259 | 0 | 0 | 0.9494 | 1.0096 | 0 | 0
2018-09-23 | 7 | 9 | Summer: Off-Peak |  | 57 | Neither | 0 | 1.0343 | 0.93761 | 0 | 4.2531 | 0 | 4.112 | 0 | 0 | 0.84085 | 1.0096 | 0 | 0
2018-09-23 | 7 | 10 | Summer: Off-Peak |  | 61 | Neither | 0 | 0.98112 | 0.93761 | 0 | 4.3818 | 0 | 4.3586 | 0 | 0 | 0.74504 | 1.0096 | 0 | 0
2018-09-23 | 7 | 11 | Summer: Off-Peak |  | 63 | Neither | 0 | 0.94956 | 0.93761 | 0 | 4.3818 | 0 | 4.3586 | 0 | 0 | 0.72851 | 1.0096 | 0 | 0
2018-09-23 | 7 | 12 | Summer: Off-Peak |  | 64 | Neither | 0 | 0.91648 | 0.93761 | 0 | 4.3818 | 0 | 4.3586 | 0 | 0 | 0.75911 | 1.0096 | 0 | 0
2018-09-23 | 7 | 13 | Summer: Off-Peak |  | 66 | Neither | 0 | 0.9004 | 0.93761 | 0 | 4.3818 | 0 | 4.3586 | 0 | 0 | 0.79116 | 1.0096 | 0 | 0
2018-09-23 | 7 | 14 | Summer: Off-Peak |  | 66 | Neither | 0 | 0.86033 | 0.93761 | 0 | 4.3818 | 0 | 4.3586 | 0 | 0 | 0.84356 | 1.0096 | 0 | 0
2018-09-23 | 7 | 15 | Summer: Off-Peak |  | 66 | Neither | 0 | 0.85755 | 0.93761 | 0 | 4.3818 | 0 | 4.3586 | 0 | 0 | 0.96593 | 1.0096 | 0 | 0
2018-09-23 | 7 | 16 | Summer: Off-Peak |  | 66 | Neither | 0 | 0.88345 | 0.93761 | 0 | 4.3818 | 0 | 4.3586 | 0 | 0 | 1.1649 | 1.0096 | 0 | 0
2018-09-23 | 7 | 17 | Summer: Off-Peak |  | 64 | Neither | 0 | 0.94026 | 0.93761 | 0 | 4.3818 | 0 | 4.3586 | 0 | 0 | 1.3522 | 1.0096 | 0 | 0
2018-09-23 | 7 | 18 | Summer: Off-Peak |  | 59 | Neither | 0 | 0.98182 | 0.93761 | 0 | 4.3182 | 0 | 4.2356 | 0 | 0 | 1.5599 | 1.0096 | 0 | 0
2018-09-23 | 7 | 19 | Summer: Off-Peak |  | 57 | Neither | 0 | 0.98419 | 0.93761 | 0 | 4.2531 | 0 | 4.112 | 0 | 0 | 1.6764 | 1.0096 | 0 | 0
2018-09-23 | 7 | 20 | Summer: Off-Peak |  | 55 | Neither | 0 | 0.97072 | 0.93761 | 0 | 4.1851 | 0 | 3.9877 | 0 | 0 | 1.5244 | 1.0096 | 0 | 0
2018-09-23 | 7 | 21 | Summer: Off-Peak |  | 57 | Neither | 0 | 0.95751 | 0.93761 | 0 | 4.2531 | 0 | 4.112 | 0 | 0 | 1.4449 | 1.0096 | 0 | 0
2018-09-23 | 7 | 22 | Summer: Off-Peak |  | 57 | Neither | 0 | 0.94265 | 0.93761 | 0 | 4.2531 | 0 | 4.112 | 0 | 0 | 1.2427 | 1.0096 | 0 | 0
2018-09-23 | 7 | 23 | Summer: Off-Peak |  | 59 | Neither | 0 | 0.94451 | 0.93761 | 0 | 4.3182 | 0 | 4.2356 | 0 | 0 | 1.0298 | 1.0096 | 0 | 0
2018-09-24 | 1 | 0 | Summer: Off-Peak |  | 57 | Cooling | 0 | 0.97482 | 1.0177 | 0 | 4.2531 | 0 | 4.112 | 0 | 0.025 | 0.90669 | 0.9441 | 0.0214 | 0.0214
2018-09-24 | 1 | 1 | Summer: Off-Peak |  | 57 | Cooling | 0 | 1.0122 | 1.0177 | 0 | 4.2531 | 0 | 4.112 | 0 | 0.025 | 0.81803 | 0.9441 | 0.019308 | 0.019308
2018-09-24 | 1 | 2 | Summer: Off-Peak |  | 63 | Cooling | 0 | 1.051 | 1.0177 | 0 | 4.3818 | 0 | 4.3586 | 0 | 0.039789 | 0.74508 | 0.9441 | 0.027989 | 0.027989
2018-09-24 | 1 | 3 | Summer: Off-Peak |  | 57 | Cooling | 0 | 1.0924 | 1.0177 | 0 | 4.2531 | 0 | 4.112 | 0 | 0.025 | 0.69159 | 0.9441 | 0.016323 | 0.016323
2018-09-24 | 1 | 4 | Summer: Off-Peak |  | 57 | Cooling | 0 | 1.1348 | 1.0177 | 0 | 4.2531 | 0 | 4.112 | 0 | 0.025 | 0.64739 | 0.9441 | 0.01528 | 0.01528
2018-09-24 | 1 | 5 | Summer: Off-Peak |  | 61 | Cooling | 0 | 1.1636 | 1.0177 | 0 | 4.3818 | 0 | 4.3586 | 0 | 0.045165 | 0.7214 | 0.9441 | 0.03076 | 0.03076
2018-09-24 | 1 | 6 | Summer: Off-Peak |  | 63 | Cooling | 0 | 1.2084 | 1.0177 | 0 | 4.3818 | 0 | 4.3586 | 0 | 0.039789 | 0.87787 | 0.9441 | 0.032977 | 0.032977
2018-09-24 | 1 | 7 | Summer: On-Peak |  | 64 | Cooling | 0 | 1.1637 | 1.0177 | 0 | 4.3818 | 0 | 4.3586 | 0 | 0.038036 | 0.97331 | 0.9441 | 0.034952 | 0.034952
2018-09-24 | 1 | 8 | Summer: On-Peak |  | 66 | Cooling | 0 | 1.0942 | 1.0177 | 0 | 4.3818 | 0 | 4.3586 | 0 | 0.0364 | 0.9494 | 0.9441 | 0.032626 | 0.032626
2018-09-24 | 1 | 9 | Summer: On-Peak |  | 73 | Cooling | 0 | 1.0343 | 1.0177 | 0 | #N/A | 0 | #N/A | 0 | 0.050301 | 0.84085 | 0.9441 | 0.039931 | 0.039931
2018-09-24 | 1 | 10 | Summer: On-Peak |  | 75 | Cooling | 0 | 0.98112 | 1.0177 | 0 | #N/A | 0 | #N/A | 0 | 0.059881 | 0.74504 | 0.9441 | 0.04212 | 0.04212
2018-09-24 | 1 | 11 | Summer: On-Peak |  | 81 | Cooling | 0 | 0.94956 | 1.0177 | 0 | #N/A | 0 | #N/A | 0 | 0.10358 | 0.72851 | 0.9441 | 0.071237 | 0.071237
2018-09-24 | 1 | 12 | Summer: On-Peak |  | 82 | Cooling | 0 | 0.91648 | 1.0177 | 0 | #N/A | 0 | #N/A | 0 | 0.11304 | 0.75911 | 0.9441 | 0.081012 | 0.081012
2018-09-24 | 1 | 13 | Summer: On-Peak |  | 86 | Cooling | 0 | 0.9004 | 1.0177 | 0 | #N/A | 0 | #N/A | 0 | 0.15712 | 0.79116 | 0.9441 | 0.11736 | 0.11736
2018-09-24 | 1 | 14 | Summer: On-Peak |  | 86 | Cooling | 0 | 0.86033 | 1.0177 | 0 | #N/A | 0 | #N/A | 0 | 0.15712 | 0.84356 | 0.9441 | 0.12513 | 0.12513
2018-09-24 | 1 | 15 | Summer: On-Peak |  | 82 | Cooling | 0 | 0.85755 | 1.0177 | 0 | #N/A | 0 | #N/A | 0 | 0.11304 | 0.96593 | 0.9441 | 0.10308 | 0.10308
2018-09-24 | 1 | 16 | Summer: On-Peak |  | 82 | Cooling | 0 | 0.88345 | 1.0177 | 0 | #N/A | 0 | #N/A | 0 | 0.11304 | 1.1649 | 0.9441 | 0.12432 | 0.12432
2018-09-24 | 1 | 17 | Summer: On-Peak |  | 81 | Cooling | 0 | 0.94026 | 1.0177 | 0 | #N/A | 0 | #N/A | 0 | 0.10358 | 1.3522 | 0.9441 | 0.13222 | 0.13222
2018-09-24 | 1 | 18 | Summer: On-Peak |  | 75 | Cooling | 0 | 0.98182 | 1.0177 | 0 | #N/A | 0 | #N/A | 0 | 0.059881 | 1.5599 | 0.9441 | 0.088186 | 0.088186
2018-09-24 | 1 | 19 | Summer: On-Peak |  | 77 | Cooling | 0 | 0.98419 | 1.0177 | 0 | #N/A | 0 | #N/A | 0 | 0.071953 | 1.6764 | 0.9441 | 0.11388 | 0.11388
2018-09-24 | 1 | 20 | Summer: On-Peak |  | 79 | Cooling | 0 | 0.97072 | 1.0177 | 0 | #N/A | 0 | #N/A | 0 | 0.086518 | 1.5244 | 0.9441 | 0.12451 | 0.12451
2018-09-24 | 1 | 21 | Summer: On-Peak |  | 81 | Cooling | 0 | 0.95751 | 1.0177 | 0 | #N/A | 0 | #N/A | 0 | 0.10358 | 1.4449 | 0.9441 | 0.14129 | 0.14129
2018-09-24 | 1 | 22 | Summer: On-Peak |  | 81 | Cooling | 0 | 0.94265 | 1.0177 | 0 | #N/A | 0 | #N/A | 0 | 0.10358 | 1.2427 | 0.9441 | 0.12152 | 0.12152
2018-09-24 | 1 | 23 | Summer: Off-Peak |  | 81 | Cooling | 0 | 0.94451 | 1.0177 | 0 | #N/A | 0 | #N/A | 0 | 0.10358 | 1.0298 | 0.9441 | 0.10069 | 0.10069
2018-09-25 | 2 | 0 | Summer: Off-Peak |  | 81 | Cooling | 0 | 0.97482 | 1.02 | 0 | #N/A | 0 | #N/A | 0 | 0.10358 | 0.90669 | 0.83669 | 0.078573 | 0.078573
2018-09-25 | 2 | 1 | Summer: Off-Peak |  | 81 | Cooling | 0 | 1.0122 | 1.02 | 0 | #N/A | 0 | #N/A | 0 | 0.10358 | 0.81803 | 0.83669 | 0.070891 | 0.070891
2018-09-25 | 2 | 2 | Summer: Off-Peak |  | 81 | Cooling | 0 | 1.051 | 1.02 | 0 | #N/A | 0 | #N/A | 0 | 0.10358 | 0.74508 | 0.83669 | 0.064568 | 0.064568
2018-09-25 | 2 | 3 | Summer: Off-Peak |  | 81 | Cooling | 0 | 1.0924 | 1.02 | 0 | #N/A | 0 | #N/A | 0 | 0.10358 | 0.69159 | 0.83669 | 0.059933 | 0.059933
2018-09-25 | 2 | 4 | Summer: Off-Peak |  | 77 | Cooling | 0 | 1.1348 | 1.02 | 0 | #N/A | 0 | #N/A | 0 | 0.071953 | 0.64739 | 0.83669 | 0.038974 | 0.038974
2018-09-25 | 2 | 5 | Summer: Off-Peak |  | 73 | Cooling | 0 | 1.1636 | 1.02 | 0 | #N/A | 0 | #N/A | 0 | 0.050301 | 0.7214 | 0.83669 | 0.030361 | 0.030361
2018-09-25 | 2 | 6 | Summer: Off-Peak |  | 72 | Cooling | 0 | 1.2084 | 1.02 | 0 | #N/A | 0 | #N/A | 0 | 0.046446 | 0.87787 | 0.83669 | 0.034114 | 0.034114
2018-09-25 | 2 | 7 | Summer: On-Peak |  | 72 | Cooling | 0 | 1.1637 | 1.02 | 0 | #N/A | 0 | #N/A | 0 | 0.046446 | 0.97331 | 0.83669 | 0.037823 | 0.037823
2018-09-25 | 2 | 8 | Summer: On-Peak |  | 70 | Cooling | 0 | 1.0942 | 1.02 | 0 | 4.3818 | 0 | 4.3586 | 0 | 0.040605 | 0.9494 | 0.83669 | 0.032254 | 0.032254
2018-09-25 | 2 | 9 | Summer: On-Peak |  | 70 | Cooling | 0 | 1.0343 | 1.02 | 0 | 4.3818 | 0 | 4.3586 | 0 | 0.040605 | 0.84085 | 0.83669 | 0.028566 | 0.028566
2018-09-25 | 2 | 10 | Summer: On-Peak |  | 70 | Cooling | 0 | 0.98112 | 1.02 | 0 | 4.3818 | 0 | 4.3586 | 0 | 0.040605 | 0.74504 | 0.83669 | 0.025311 | 0.025311
2018-09-25 | 2 | 11 | Summer: On-Peak |  | 70 | Cooling | 0 | 0.94956 | 1.02 | 0 | 4.3818 | 0 | 4.3586 | 0 | 0.040605 | 0.72851 | 0.83669 | 0.02475 | 0.02475
2018-09-25 | 2 | 12 | Summer: On-Peak |  | 72 | Cooling | 0 | 0.91648 | 1.02 | 0 | #N/A | 0 | #N/A | 0 | 0.046446 | 0.75911 | 0.83669 | 0.029499 | 0.029499
2018-09-25 | 2 | 13 | Summer: On-Peak |  | 70 | Cooling | 0 | 0.9004 | 1.02 | 0 | 4.3818 | 0 | 4.3586 | 0 | 0.040605 | 0.79116 | 0.83669 | 0.026878 | 0.026878
2018-09-25 | 2 | 14 | Summer: On-Peak |  | 70 | Cooling | 0 | 0.86033 | 1.02 | 0 | 4.3818 | 0 | 4.3586 | 0 | 0.040605 | 0.84356 | 0.83669 | 0.028658 | 0.028658
2018-09-25 | 2 | 15 | Summer: On-Peak |  | 68 | Cooling | 0 | 0.85755 | 1.02 | 0 | 4.3818 | 0 | 4.3586 | 0 | 0.037256 | 0.96593 | 0.83669 | 0.030109 | 0.030109
2018-09-25 | 2 | 16 | Summer: On-Peak |  | 66 | Cooling | 0 | 0.88345 | 1.02 | 0 | 4.3818 | 0 | 4.3586 | 0 | 0.0364 | 1.1649 | 0.83669 | 0.035478 | 0.035478
2018-09-25 | 2 | 17 | Summer: On-Peak |  | 64 | Cooling | 0 | 0.94026 | 1.02 | 0 | 4.3818 | 0 | 4.3586 | 0 | 0.038036 | 1.3522 | 0.83669 | 0.043032 | 0.043032
2018-09-25 | 2 | 18 | Summer: On-Peak |  | 63 | Cooling | 0 | 0.98182 | 1.02 | 0 | 4.3818 | 0 | 4.3586 | 0 | 0.039789 | 1.5599 | 0.83669 | 0.051931 | 0.051931
2018-09-25 | 2 | 19 | Summer: On-Peak |  | 61 | Cooling | 0 | 0.98419 | 1.02 | 0 | 4.3818 | 0 | 4.3586 | 0 | 0.045165 | 1.6764 | 0.83669 | 0.06335 | 0.06335
2018-09-25 | 2 | 20 | Summer: On-Peak |  | 61 | Cooling | 0 | 0.97072 | 1.02 | 0 | 4.3818 | 0 | 4.3586 | 0 | 0.045165 | 1.5244 | 0.83669 | 0.057604 | 0.057604
2018-09-25 | 2 | 21 | Summer: On-Peak |  | 57 | Cooling | 0 | 0.95751 | 1.02 | 0 | 4.2531 | 0 | 4.112 | 0 | 0.025 | 1.4449 | 0.83669 | 0.030222 | 0.030222
2018-09-25 | 2 | 22 | Summer: On-Peak |  | 55 | Cooling | 0 | 0.94265 | 1.02 | 0 | 4.1851 | 0 | 3.9877 | 0 | 0.025 | 1.2427 | 0.83669 | 0.025994 | 0.025994
2018-09-25 | 2 | 23 | Summer: Off-Peak |  | 55 | Cooling | 0 | 0.94451 | 1.02 | 0 | 4.1851 | 0 | 3.9877 | 0 | 0.025 | 1.0298 | 0.83669 | 0.021539 | 0.021539
2018-09-26 | 3 | 0 | Summer: Off-Peak |  | 54 | Neither | 0 | 0.97482 | 1.0263 | 0 | 4.156 | 0 | 3.9259 | 0 | 0 | 0.90669 | 0.94211 | 0 | 0
2018-09-26 | 3 | 1 | Summer: Off-Peak |  | 55 | Neither | 0 | 1.0122 | 1.0263 | 0 | 4.1851 | 0 | 3.9877 | 0 | 0 | 0.81803 | 0.94211 | 0 | 0
2018-09-26 | 3 | 2 | Summer: Off-Peak |  | 54 | Neither | 0 | 1.051 | 1.0263 | 0 | 4.156 | 0 | 3.9259 | 0 | 0 | 0.74508 | 0.94211 | 0 | 0
2018-09-26 | 3 | 3 | Summer: Off-Peak |  | 52 | Neither | 0 | 1.0924 | 1.0263 | 0 | 4.0951 | 0 | 3.8021 | 0 | 0 | 0.69159 | 0.94211 | 0 | 0
2018-09-26 | 3 | 4 | Summer: Off-Peak |  | 52 | Neither | 0 | 1.1348 | 1.0263 | 0 | 4.0951 | 0 | 3.8021 | 0 | 0 | 0.64739 | 0.94211 | 0 | 0
2018-09-26 | 3 | 5 | Summer: Off-Peak |  | 50 | Neither | 0 | 1.1636 | 1.0263 | 0 | 4.0352 | 0 | 3.6783 | 0 | 0 | 0.7214 | 0.94211 | 0 | 0
2018-09-26 | 3 | 6 | Summer: Off-Peak |  | 50 | Neither | 0 | 1.2084 | 1.0263 | 0 | 4.0352 | 0 | 3.6783 | 0 | 0 | 0.87787 | 0.94211 | 0 | 0
2018-09-26 | 3 | 7 | Summer: On-Peak |  | 52 | Neither | 0 | 1.1637 | 1.0263 | 0 | 4.0951 | 0 | 3.8021 | 0 | 0 | 0.97331 | 0.94211 | 0 | 0
2018-09-26 | 3 | 8 | Summer: On-Peak |  | 54 | Neither | 0 | 1.0942 | 1.0263 | 0 | 4.156 | 0 | 3.9259 | 0 | 0 | 0.9494 | 0.94211 | 0 | 0
2018-09-26 | 3 | 9 | Summer: On-Peak |  | 55 | Neither | 0 | 1.0343 | 1.0263 | 0 | 4.1851 | 0 | 3.9877 | 0 | 0 | 0.84085 | 0.94211 | 0 | 0
2018-09-26 | 3 | 10 | Summer: On-Peak |  | 57 | Neither | 0 | 0.98112 | 1.0263 | 0 | 4.2531 | 0 | 4.112 | 0 | 0 | 0.74504 | 0.94211 | 0 | 0
2018-09-26 | 3 | 11 | Summer: On-Peak |  | 61 | Neither | 0 | 0.94956 | 1.0263 | 0 | 4.3818 | 0 | 4.3586 | 0 | 0 | 0.72851 | 0.94211 | 0 | 0
2018-09-26 | 3 | 12 | Summer: On-Peak |  | 64 | Neither | 0 | 0.91648 | 1.0263 | 0 | 4.3818 | 0 | 4.3586 | 0 | 0 | 0.75911 | 0.94211 | 0 | 0
2018-09-26 | 3 | 13 | Summer: On-Peak |  | 64 | Neither | 0 | 0.9004 | 1.0263 | 0 | 4.3818 | 0 | 4.3586 | 0 | 0 | 0.79116 | 0.94211 | 0 | 0
2018-09-26 | 3 | 14 | Summer: On-Peak |  | 64 | Neither | 0 | 0.86033 | 1.0263 | 0 | 4.3818 | 0 | 4.3586 | 0 | 0 | 0.84356 | 0.94211 | 0 | 0
2018-09-26 | 3 | 15 | Summer: On-Peak |  | 66 | Neither | 0 | 0.85755 | 1.0263 | 0 | 4.3818 | 0 | 4.3586 | 0 | 0 | 0.96593 | 0.94211 | 0 | 0
2018-09-26 | 3 | 16 | Summer: On-Peak |  | 64 | Neither | 0 | 0.88345 | 1.0263 | 0 | 4.3818 | 0 | 4.3586 | 0 | 0 | 1.1649 | 0.94211 | 0 | 0
2018-09-26 | 3 | 17 | Summer: On-Peak |  | 61 | Neither | 0 | 0.94026 | 1.0263 | 0 | 4.3818 | 0 | 4.3586 | 0 | 0 | 1.3522 | 0.94211 | 0 | 0
2018-09-26 | 3 | 18 | Summer: On-Peak |  | 59 | Neither | 0 | 0.98182 | 1.0263 | 0 | 4.3182 | 0 | 4.2356 | 0 | 0 | 1.5599 | 0.94211 | 0 | 0
2018-09-26 | 3 | 19 | Summer: On-Peak |  | 57 | Neither | 0 | 0.98419 | 1.0263 | 0 | 4.2531 | 0 | 4.112 | 0 | 0 | 1.6764 | 0.94211 | 0 | 0
2018-09-26 | 3 | 20 | Summer: On-Peak |  | 57 | Neither | 0 | 0.97072 | 1.0263 | 0 | 4.2531 | 0 | 4.112 | 0 | 0 | 1.5244 | 0.94211 | 0 | 0
2018-09-26 | 3 | 21 | Summer: On-Peak |  | 55 | Neither | 0 | 0.95751 | 1.0263 | 0 | 4.1851 | 0 | 3.9877 | 0 | 0 | 1.4449 | 0.94211 | 0 | 0
2018-09-26 | 3 | 22 | Summer: On-Peak |  | 55 | Neither | 0 | 0.94265 | 1.0263 | 0 | 4.1851 | 0 | 3.9877 | 0 | 0 | 1.2427 | 0.94211 | 0 | 0
2018-09-26 | 3 | 23 | Summer: Off-Peak |  | 55 | Neither | 0 | 0.94451 | 1.0263 | 0 | 4.1851 | 0 | 3.9877 | 0 | 0 | 1.0298 | 0.94211 | 0 | 0
2018-09-27 | 4 | 0 | Summer: Off-Peak |  | 55 | Neither | 0 | 0.97482 | 1.002 | 0 | 4.1851 | 0 | 3.9877 | 0 | 0 | 0.90669 | 1.0706 | 0 | 0
2018-09-27 | 4 | 1 | Summer: Off-Peak |  | 54 | Neither | 0 | 1.0122 | 1.002 | 0 | 4.156 | 0 | 3.9259 | 0 | 0 | 0.81803 | 1.0706 | 0 | 0
2018-09-27 | 4 | 2 | Summer: Off-Peak |  | 54 | Neither | 0 | 1.051 | 1.002 | 0 | 4.156 | 0 | 3.9259 | 0 | 0 | 0.74508 | 1.0706 | 0 | 0
2018-09-27 | 4 | 3 | Summer: Off-Peak |  | 54 | Neither | 0 | 1.0924 | 1.002 | 0 | 4.156 | 0 | 3.9259 | 0 | 0 | 0.69159 | 1.0706 | 0 | 0
2018-09-27 | 4 | 4 | Summer: Off-Peak |  | 54 | Neither | 0 | 1.1348 | 1.002 | 0 | 4.156 | 0 | 3.9259 | 0 | 0 | 0.64739 | 1.0706 | 0 | 0
2018-09-27 | 4 | 5 | Summer: Off-Peak |  | 54 | Neither | 0 | 1.1636 | 1.002 | 0 | 4.156 | 0 | 3.9259 | 0 | 0 | 0.7214 | 1.0706 | 0 | 0
2018-09-27 | 4 | 6 | Summer: Off-Peak |  | 54 | Neither | 0 | 1.2084 | 1.002 | 0 | 4.156 | 0 | 3.9259 | 0 | 0 | 0.87787 | 1.0706 | 0 | 0
2018-09-27 | 4 | 7 | Summer: On-Peak |  | 54 | Neither | 0 | 1.1637 | 1.002 | 0 | 4.156 | 0 | 3.9259 | 0 | 0 | 0.97331 | 1.0706 | 0 | 0
2018-09-27 | 4 | 8 | Summer: On-Peak |  | 55 | Neither | 0 | 1.0942 | 1.002 | 0 | 4.1851 | 0 | 3.9877 | 0 | 0 | 0.9494 | 1.0706 | 0 | 0
2018-09-27 | 4 | 9 | Summer: On-Peak |  | 55 | Neither | 0 | 1.0343 | 1.002 | 0 | 4.1851 | 0 | 3.9877 | 0 | 0 | 0.84085 | 1.0706 | 0 | 0
2018-09-27 | 4 | 10 | Summer: On-Peak |  | 57 | Neither | 0 | 0.98112 | 1.002 | 0 | 4.2531 | 0 | 4.112 | 0 | 0 | 0.74504 | 1.0706 | 0 | 0
2018-09-27 | 4 | 11 | Summer: On-Peak |  | 57 | Neither | 0 | 0.94956 | 1.002 | 0 | 4.2531 | 0 | 4.112 | 0 | 0 | 0.72851 | 1.0706 | 0 | 0
2018-09-27 | 4 | 12 | Summer: On-Peak |  | 57 | Neither | 0 | 0.91648 | 1.002 | 0 | 4.2531 | 0 | 4.112 | 0 | 0 | 0.75911 | 1.0706 | 0 | 0
2018-09-27 | 4 | 13 | Summer: On-Peak |  | 57 | Neither | 0 | 0.9004 | 1.002 | 0 | 4.2531 | 0 | 4.112 | 0 | 0 | 0.79116 | 1.0706 | 0 | 0
2018-09-27 | 4 | 14 | Summer: On-Peak |  | 57 | Neither | 0 | 0.86033 | 1.002 | 0 | 4.2531 | 0 | 4.112 | 0 | 0 | 0.84356 | 1.0706 | 0 | 0
2018-09-27 | 4 | 15 | Summer: On-Peak |  | 57 | Neither | 0 | 0.85755 | 1.002 | 0 | 4.2531 | 0 | 4.112 | 0 | 0 | 0.96593 | 1.0706 | 0 | 0
2018-09-27 | 4 | 16 | Summer: On-Peak |  | 55 | Neither | 0 | 0.88345 | 1.002 | 0 | 4.1851 | 0 | 3.9877 | 0 | 0 | 1.1649 | 1.0706 | 0 | 0
2018-09-27 | 4 | 17 | Summer: On-Peak |  | 55 | Neither | 0 | 0.94026 | 1.002 | 0 | 4.1851 | 0 | 3.9877 | 0 | 0 | 1.3522 | 1.0706 | 0 | 0
2018-09-27 | 4 | 18 | Summer: On-Peak |  | 55 | Neither | 0 | 0.98182 | 1.002 | 0 | 4.1851 | 0 | 3.9877 | 0 | 0 | 1.5599 | 1.0706 | 0 | 0
2018-09-27 | 4 | 19 | Summer: On-Peak |  | 55 | Neither | 0 | 0.98419 | 1.002 | 0 | 4.1851 | 0 | 3.9877 | 0 | 0 | 1.6764 | 1.0706 | 0 | 0
2018-09-27 | 4 | 20 | Summer: On-Peak |  | 57 | Neither | 0 | 0.97072 | 1.002 | 0 | 4.2531 | 0 | 4.112 | 0 | 0 | 1.5244 | 1.0706 | 0 | 0
2018-09-27 | 4 | 21 | Summer: On-Peak |  | 55 | Neither | 0 | 0.95751 | 1.002 | 0 | 4.1851 | 0 | 3.9877 | 0 | 0 | 1.4449 | 1.0706 | 0 | 0
2018-09-27 | 4 | 22 | Summer: On-Peak |  | 57 | Neither | 0 | 0.94265 | 1.002 | 0 | 4.2531 | 0 | 4.112 | 0 | 0 | 1.2427 | 1.0706 | 0 | 0
2018-09-27 | 4 | 23 | Summer: Off-Peak |  | 59 | Neither | 0 | 0.94451 | 1.002 | 0 | 4.3182 | 0 | 4.2356 | 0 | 0 | 1.0298 | 1.0706 | 0 | 0
2018-09-28 | 5 | 0 | Summer: Off-Peak |  | 59 | Cooling | 0 | 0.97482 | 1.0078 | 0 | 4.3182 | 0 | 4.2356 | 0 | 0.025 | 0.90669 | 1.1856 | 0.026875 | 0.026875
2018-09-28 | 5 | 1 | Summer: Off-Peak |  | 61 | Cooling | 0 | 1.0122 | 1.0078 | 0 | 4.3818 | 0 | 4.3586 | 0 | 0.045165 | 0.81803 | 1.1856 | 0.043804 | 0.043804
2018-09-28 | 5 | 2 | Summer: Off-Peak |  | 61 | Cooling | 0 | 1.051 | 1.0078 | 0 | 4.3818 | 0 | 4.3586 | 0 | 0.045165 | 0.74508 | 1.1856 | 0.039898 | 0.039898
2018-09-28 | 5 | 3 | Summer: Off-Peak |  | 63 | Cooling | 0 | 1.0924 | 1.0078 | 0 | 4.3818 | 0 | 4.3586 | 0 | 0.039789 | 0.69159 | 1.1856 | 0.032626 | 0.032626
2018-09-28 | 5 | 4 | Summer: Off-Peak |  | 63 | Cooling | 0 | 1.1348 | 1.0078 | 0 | 4.3818 | 0 | 4.3586 | 0 | 0.039789 | 0.64739 | 1.1856 | 0.030541 | 0.030541
2018-09-28 | 5 | 5 | Summer: Off-Peak |  | 63 | Cooling | 0 | 1.1636 | 1.0078 | 0 | 4.3818 | 0 | 4.3586 | 0 | 0.039789 | 0.7214 | 1.1856 | 0.034032 | 0.034032
2018-09-28 | 5 | 6 | Summer: Off-Peak |  | 64 | Cooling | 0 | 1.2084 | 1.0078 | 0 | 4.3818 | 0 | 4.3586 | 0 | 0.038036 | 0.87787 | 1.1856 | 0.039589 | 0.039589
2018-09-28 | 5 | 7 | Summer: On-Peak |  | 66 | Cooling | 0 | 1.1637 | 1.0078 | 0 | 4.3818 | 0 | 4.3586 | 0 | 0.0364 | 0.97331 | 1.1856 | 0.042005 | 0.042005
2018-09-28 | 5 | 8 | Summer: On-Peak |  | 70 | Cooling | 0 | 1.0942 | 1.0078 | 0 | 4.3818 | 0 | 4.3586 | 0 | 0.040605 | 0.9494 | 1.1856 | 0.045706 | 0.045706
2018-09-28 | 5 | 9 | Summer: On-Peak |  | 70 | Cooling | 0 | 1.0343 | 1.0078 | 0 | 4.3818 | 0 | 4.3586 | 0 | 0.040605 | 0.84085 | 1.1856 | 0.04048 | 0.04048
2018-09-28 | 5 | 10 | Summer: On-Peak |  | 72 | Cooling | 0 | 0.98112 | 1.0078 | 0 | #N/A | 0 | #N/A | 0 | 0.046446 | 0.74504 | 1.1856 | 0.041027 | 0.041027
2018-09-28 | 5 | 11 | Summer: On-Peak |  | 73 | Cooling | 0 | 0.94956 | 1.0078 | 0 | #N/A | 0 | #N/A | 0 | 0.050301 | 0.72851 | 1.1856 | 0.043447 | 0.043447
2018-09-28 | 5 | 12 | Summer: On-Peak |  | 73 | Cooling | 0 | 0.91648 | 1.0078 | 0 | #N/A | 0 | #N/A | 0 | 0.050301 | 0.75911 | 1.1856 | 0.045272 | 0.045272
2018-09-28 | 5 | 13 | Summer: On-Peak |  | 73 | Cooling | 0 | 0.9004 | 1.0078 | 0 | #N/A | 0 | #N/A | 0 | 0.050301 | 0.79116 | 1.1856 | 0.047183 | 0.047183
2018-09-28 | 5 | 14 | Summer: On-Peak |  | 75 | Cooling | 0 | 0.86033 | 1.0078 | 0 | #N/A | 0 | #N/A | 0 | 0.059881 | 0.84356 | 1.1856 | 0.059889 | 0.059889
2018-09-28 | 5 | 15 | Summer: On-Peak |  | 73 | Cooling | 0 | 0.85755 | 1.0078 | 0 | #N/A | 0 | #N/A | 0 | 0.050301 | 0.96593 | 1.1856 | 0.057606 | 0.057606
2018-09-28 | 5 | 16 | Summer: On-Peak |  | 73 | Cooling | 0 | 0.88345 | 1.0078 | 0 | #N/A | 0 | #N/A | 0 | 0.050301 | 1.1649 | 1.1856 | 0.069475 | 0.069475
2018-09-28 | 5 | 17 | Summer: On-Peak |  | 72 | Cooling | 0 | 0.94026 | 1.0078 | 0 | #N/A | 0 | #N/A | 0 | 0.046446 | 1.3522 | 1.1856 | 0.074459 | 0.074459
2018-09-28 | 5 | 18 | Summer: On-Peak |  | 72 | Cooling | 0 | 0.98182 | 1.0078 | 0 | #N/A | 0 | #N/A | 0 | 0.046446 | 1.5599 | 1.1856 | 0.085899 | 0.085899
2018-09-28 | 5 | 19 | Summer: On-Peak |  | 70 | Cooling | 0 | 0.98419 | 1.0078 | 0 | 4.3818 | 0 | 4.3586 | 0 | 0.040605 | 1.6764 | 1.1856 | 0.080706 | 0.080706
2018-09-28 | 5 | 20 | Summer: On-Peak |  | 70 | Cooling | 0 | 0.97072 | 1.0078 | 0 | 4.3818 | 0 | 4.3586 | 0 | 0.040605 | 1.5244 | 1.1856 | 0.073386 | 0.073386
2018-09-28 | 5 | 21 | Summer: On-Peak |  | 72 | Cooling | 0 | 0.95751 | 1.0078 | 0 | #N/A | 0 | #N/A | 0 | 0.046446 | 1.4449 | 1.1856 | 0.079564 | 0.079564
2018-09-28 | 5 | 22 | Summer: On-Peak |  | 70 | Cooling | 0 | 0.94265 | 1.0078 | 0 | 4.3818 | 0 | 4.3586 | 0 | 0.040605 | 1.2427 | 1.1856 | 0.059827 | 0.059827
2018-09-28 | 5 | 23 | Summer: Off-Peak |  | 66 | Cooling | 0 | 0.94451 | 1.0078 | 0 | 4.3818 | 0 | 4.3586 | 0 | 0.0364 | 1.0298 | 1.1856 | 0.044441 | 0.044441
2018-09-29 | 6 | 0 | Summer: Off-Peak |  | 66 | Cooling | 0 | 0.97482 | 0.98855 | 0 | 4.3818 | 0 | 4.3586 | 0 | 0.0364 | 0.90669 | 1.0113 | 0.033376 | 0.033376
2018-09-29 | 6 | 1 | Summer: Off-Peak |  | 70 | Cooling | 0 | 1.0122 | 0.98855 | 0 | 4.3818 | 0 | 4.3586 | 0 | 0.040605 | 0.81803 | 1.0113 | 0.033591 | 0.033591
2018-09-29 | 6 | 2 | Summer: Off-Peak |  | 66 | Cooling | 0 | 1.051 | 0.98855 | 0 | 4.3818 | 0 | 4.3586 | 0 | 0.0364 | 0.74508 | 1.0113 | 0.027427 | 0.027427
2018-09-29 | 6 | 3 | Summer: Off-Peak |  | 64 | Cooling | 0 | 1.0924 | 0.98855 | 0 | 4.3818 | 0 | 4.3586 | 0 | 0.038036 | 0.69159 | 1.0113 | 0.026603 | 0.026603
2018-09-29 | 6 | 4 | Summer: Off-Peak |  | 63 | Cooling | 0 | 1.1348 | 0.98855 | 0 | 4.3818 | 0 | 4.3586 | 0 | 0.039789 | 0.64739 | 1.0113 | 0.02605 | 0.02605
2018-09-29 | 6 | 5 | Summer: Off-Peak |  | 63 | Cooling | 0 | 1.1636 | 0.98855 | 0 | 4.3818 | 0 | 4.3586 | 0 | 0.039789 | 0.7214 | 1.0113 | 0.029028 | 0.029028
2018-09-29 | 6 | 6 | Summer: Off-Peak |  | 61 | Cooling | 0 | 1.2084 | 0.98855 | 0 | 4.3818 | 0 | 4.3586 | 0 | 0.045165 | 0.87787 | 1.0113 | 0.040096 | 0.040096
2018-09-29 | 6 | 7 | Summer: Off-Peak |  | 62 | Cooling | 0 | 1.1637 | 0.98855 | 0 | 4.3818 | 0 | 4.3586 | 0 | 0.042165 | 0.97331 | 1.0113 | 0.041503 | 0.041503
2018-09-29 | 6 | 8 | Summer: Off-Peak |  | 63 | Cooling | 0 | 1.0942 | 0.98855 | 0 | 4.3818 | 0 | 4.3586 | 0 | 0.039789 | 0.9494 | 1.0113 | 0.038202 | 0.038202
2018-09-29 | 6 | 9 | Summer: Off-Peak |  | 63 | Cooling | 0 | 1.0343 | 0.98855 | 0 | 4.3818 | 0 | 4.3586 | 0 | 0.039789 | 0.84085 | 1.0113 | 0.033835 | 0.033835
2018-09-29 | 6 | 10 | Summer: Off-Peak |  | 64 | Cooling | 0 | 0.98112 | 0.98855 | 0 | 4.3818 | 0 | 4.3586 | 0 | 0.038036 | 0.74504 | 1.0113 | 0.028659 | 0.028659
2018-09-29 | 6 | 11 | Summer: Off-Peak |  | 66 | Cooling | 0 | 0.94956 | 0.98855 | 0 | 4.3818 | 0 | 4.3586 | 0 | 0.0364 | 0.72851 | 1.0113 | 0.026817 | 0.026817
2018-09-29 | 6 | 12 | Summer: Off-Peak |  | 66 | Cooling | 0 | 0.91648 | 0.98855 | 0 | 4.3818 | 0 | 4.3586 | 0 | 0.0364 | 0.75911 | 1.0113 | 0.027943 | 0.027943
2018-09-29 | 6 | 13 | Summer: Off-Peak |  | 68 | Cooling | 0 | 0.9004 | 0.98855 | 0 | 4.3818 | 0 | 4.3586 | 0 | 0.037256 | 0.79116 | 1.0113 | 0.029808 | 0.029808
2018-09-29 | 6 | 14 | Summer: Off-Peak |  | 70 | Cooling | 0 | 0.86033 | 0.98855 | 0 | 4.3818 | 0 | 4.3586 | 0 | 0.040605 | 0.84356 | 1.0113 | 0.034639 | 0.034639
2018-09-29 | 6 | 15 | Summer: Off-Peak |  | 70 | Cooling | 0 | 0.85755 | 0.98855 | 0 | 4.3818 | 0 | 4.3586 | 0 | 0.040605 | 0.96593 | 1.0113 | 0.039664 | 0.039664
2018-09-29 | 6 | 16 | Summer: Off-Peak |  | 68 | Cooling | 0 | 0.88345 | 0.98855 | 0 | 4.3818 | 0 | 4.3586 | 0 | 0.037256 | 1.1649 | 1.0113 | 0.043891 | 0.043891
2018-09-29 | 6 | 17 | Summer: Off-Peak |  | 63 | Cooling | 0 | 0.94026 | 0.98855 | 0 | 4.3818 | 0 | 4.3586 | 0 | 0.039789 | 1.3522 | 1.0113 | 0.054409 | 0.054409
2018-09-29 | 6 | 18 | Summer: Off-Peak |  | 61 | Cooling | 0 | 0.98182 | 0.98855 | 0 | 4.3818 | 0 | 4.3586 | 0 | 0.045165 | 1.5599 | 1.0113 | 0.071247 | 0.071247
2018-09-29 | 6 | 19 | Summer: Off-Peak |  | 59 | Cooling | 0 | 0.98419 | 0.98855 | 0 | 4.3182 | 0 | 4.2356 | 0 | 0.025 | 1.6764 | 1.0113 | 0.042384 | 0.042384
2018-09-29 | 6 | 20 | Summer: Off-Peak |  | 57 | Cooling | 0 | 0.97072 | 0.98855 | 0 | 4.2531 | 0 | 4.112 | 0 | 0.025 | 1.5244 | 1.0113 | 0.038539 | 0.038539
2018-09-29 | 6 | 21 | Summer: Off-Peak |  | 59 | Cooling | 0 | 0.95751 | 0.98855 | 0 | 4.3182 | 0 | 4.2356 | 0 | 0.025 | 1.4449 | 1.0113 | 0.036529 | 0.036529
2018-09-29 | 6 | 22 | Summer: Off-Peak |  | 57 | Cooling | 0 | 0.94265 | 0.98855 | 0 | 4.2531 | 0 | 4.112 | 0 | 0.025 | 1.2427 | 1.0113 | 0.031419 | 0.031419
2018-09-29 | 6 | 23 | Summer: Off-Peak |  | 57 | Cooling | 0 | 0.94451 | 0.98855 | 0 | 4.2531 | 0 | 4.112 | 0 | 0.025 | 1.0298 | 1.0113 | 0.026034 | 0.026034
2018-09-30 | 7 | 0 | Summer: Off-Peak |  | 57 | Cooling | 0 | 0.97482 | 0.93761 | 0 | 4.2531 | 0 | 4.112 | 0 | 0.025 | 0.90669 | 1.0096 | 0.022885 | 0.022885
2018-09-30 | 7 | 1 | Summer: Off-Peak |  | 57 | Cooling | 0 | 1.0122 | 0.93761 | 0 | 4.2531 | 0 | 4.112 | 0 | 0.025 | 0.81803 | 1.0096 | 0.020648 | 0.020648
2018-09-30 | 7 | 2 | Summer: Off-Peak |  | 57 | Cooling | 0 | 1.051 | 0.93761 | 0 | 4.2531 | 0 | 4.112 | 0 | 0.025 | 0.74508 | 1.0096 | 0.018806 | 0.018806
2018-09-30 | 7 | 3 | Summer: Off-Peak |  | 57 | Cooling | 0 | 1.0924 | 0.93761 | 0 | 4.2531 | 0 | 4.112 | 0 | 0.025 | 0.69159 | 1.0096 | 0.017456 | 0.017456
2018-09-30 | 7 | 4 | Summer: Off-Peak |  | 57 | Cooling | 0 | 1.1348 | 0.93761 | 0 | 4.2531 | 0 | 4.112 | 0 | 0.025 | 0.64739 | 1.0096 | 0.01634 | 0.01634
2018-09-30 | 7 | 5 | Summer: Off-Peak |  | 57 | Cooling | 0 | 1.1636 | 0.93761 | 0 | 4.2531 | 0 | 4.112 | 0 | 0.025 | 0.7214 | 1.0096 | 0.018208 | 0.018208
2018-09-30 | 7 | 6 | Summer: Off-Peak |  | 57 | Cooling | 0 | 1.2084 | 0.93761 | 0 | 4.2531 | 0 | 4.112 | 0 | 0.025 | 0.87787 | 1.0096 | 0.022158 | 0.022158
2018-09-30 | 7 | 7 | Summer: Off-Peak |  | 57 | Cooling | 0 | 1.1637 | 0.93761 | 0 | 4.2531 | 0 | 4.112 | 0 | 0.025 | 0.97331 | 1.0096 | 0.024567 | 0.024567
2018-09-30 | 7 | 8 | Summer: Off-Peak |  | 61 | Cooling | 0 | 1.0942 | 0.93761 | 0 | 4.3818 | 0 | 4.3586 | 0 | 0.045165 | 0.9494 | 1.0096 | 0.043292 | 0.043292
2018-09-30 | 7 | 9 | Summer: Off-Peak |  | 61 | Cooling | 0 | 1.0343 | 0.93761 | 0 | 4.3818 | 0 | 4.3586 | 0 | 0.045165 | 0.84085 | 1.0096 | 0.038342 | 0.038342
2018-09-30 | 7 | 10 | Summer: Off-Peak |  | 63 | Cooling | 0 | 0.98112 | 0.93761 | 0 | 4.3818 | 0 | 4.3586 | 0 | 0.039789 | 0.74504 | 1.0096 | 0.02993 | 0.02993
2018-09-30 | 7 | 11 | Summer: Off-Peak |  | 63 | Cooling | 0 | 0.94956 | 0.93761 | 0 | 4.3818 | 0 | 4.3586 | 0 | 0.039789 | 0.72851 | 1.0096 | 0.029266 | 0.029266
2018-09-30 | 7 | 12 | Summer: Off-Peak |  | 64 | Cooling | 0 | 0.91648 | 0.93761 | 0 | 4.3818 | 0 | 4.3586 | 0 | 0.038036 | 0.75911 | 1.0096 | 0.029152 | 0.029152
2018-09-30 | 7 | 13 | Summer: Off-Peak |  | 64 | Cooling | 0 | 0.9004 | 0.93761 | 0 | 4.3818 | 0 | 4.3586 | 0 | 0.038036 | 0.79116 | 1.0096 | 0.030382 | 0.030382
2018-09-30 | 7 | 14 | Summer: Off-Peak |  | 66 | Cooling | 0 | 0.86033 | 0.93761 | 0 | 4.3818 | 0 | 4.3586 | 0 | 0.0364 | 0.84356 | 1.0096 | 0.031001 | 0.031001
2018-09-30 | 7 | 15 | Summer: Off-Peak |  | 68 | Cooling | 0 | 0.85755 | 0.93761 | 0 | 4.3818 | 0 | 4.3586 | 0 | 0.037256 | 0.96593 | 1.0096 | 0.036333 | 0.036333
2018-09-30 | 7 | 16 | Summer: Off-Peak |  | 70 | Cooling | 0 | 0.88345 | 0.93761 | 0 | 4.3818 | 0 | 4.3586 | 0 | 0.040605 | 1.1649 | 1.0096 | 0.047757 | 0.047757
2018-09-30 | 7 | 17 | Summer: Off-Peak |  | 72 | Cooling | 0 | 0.94026 | 0.93761 | 0 | #N/A | 0 | #N/A | 0 | 0.046446 | 1.3522 | 1.0096 | 0.063406 | 0.063406
2018-09-30 | 7 | 18 | Summer: Off-Peak |  | 72 | Cooling | 0 | 0.98182 | 0.93761 | 0 | #N/A | 0 | #N/A | 0 | 0.046446 | 1.5599 | 1.0096 | 0.073147 | 0.073147
2018-09-30 | 7 | 19 | Summer: Off-Peak |  | 73 | Cooling | 0 | 0.98419 | 0.93761 | 0 | #N/A | 0 | #N/A | 0 | 0.050301 | 1.6764 | 1.0096 | 0.085137 | 0.085137
2018-09-30 | 7 | 20 | Summer: Off-Peak |  | 75 | Cooling | 0 | 0.97072 | 0.93761 | 0 | #N/A | 0 | #N/A | 0 | 0.059881 | 1.5244 | 1.0096 | 0.092158 | 0.092158
2018-09-30 | 7 | 21 | Summer: Off-Peak |  | 73 | Cooling | 0 | 0.95751 | 0.93761 | 0 | #N/A | 0 | #N/A | 0 | 0.050301 | 1.4449 | 1.0096 | 0.073377 | 0.073377
2018-09-30 | 7 | 22 | Summer: Off-Peak |  | 75 | Cooling | 0 | 0.94265 | 0.93761 | 0 | #N/A | 0 | #N/A | 0 | 0.059881 | 1.2427 | 1.0096 | 0.07513 | 0.07513
2018-09-30 | 7 | 23 | Summer: Off-Peak |  | 70 | Cooling | 0 | 0.94451 | 0.93761 | 0 | 4.3818 | 0 | 4.3586 | 0 | 0.040605 | 1.0298 | 1.0096 | 0.042215 | 0.042215
2018-10-01 | 1 | 0 | Winter: Off-Peak |  | 64 | Neither | 0 | 0.97482 | 1.0177 | 0 | 4.3818 | 0 | 4.3586 | 0 | 0 | 0.90669 | 0.9441 | 0 | 0
2018-10-01 | 1 | 1 | Winter: Off-Peak |  | 61 | Neither | 0 | 1.0122 | 1.0177 | 0 | 4.3818 | 0 | 4.3586 | 0 | 0 | 0.81803 | 0.9441 | 0 | 0
2018-10-01 | 1 | 2 | Winter: Off-Peak |  | 59 | Neither | 0 | 1.051 | 1.0177 | 0 | 4.3182 | 0 | 4.2356 | 0 | 0 | 0.74508 | 0.9441 | 0 | 0
2018-10-01 | 1 | 3 | Winter: Off-Peak |  | 57 | Neither | 0 | 1.0924 | 1.0177 | 0 | 4.2531 | 0 | 4.112 | 0 | 0 | 0.69159 | 0.9441 | 0 | 0
2018-10-01 | 1 | 4 | Winter: Off-Peak |  | 57 | Neither | 0 | 1.1348 | 1.0177 | 0 | 4.2531 | 0 | 4.112 | 0 | 0 | 0.64739 | 0.9441 | 0 | 0
2018-10-01 | 1 | 5 | Winter: Off-Peak |  | 55 | Neither | 0 | 1.1636 | 1.0177 | 0 | 4.1851 | 0 | 3.9877 | 0 | 0 | 0.7214 | 0.9441 | 0 | 0
2018-10-01 | 1 | 6 | Winter: Off-Peak |  | 55 | Neither | 0 | 1.2084 | 1.0177 | 0 | 4.1851 | 0 | 3.9877 | 0 | 0 | 0.87787 | 0.9441 | 0 | 0
2018-10-01 | 1 | 7 | Winter: On-Peak |  | 55 | Neither | 0 | 1.1637 | 1.0177 | 0 | 4.1851 | 0 | 3.9877 | 0 | 0 | 0.97331 | 0.9441 | 0 | 0
2018-10-01 | 1 | 8 | Winter: On-Peak |  | 55 | Neither | 0 | 1.0942 | 1.0177 | 0 | 4.1851 | 0 | 3.9877 | 0 | 0 | 0.9494 | 0.9441 | 0 | 0
2018-10-01 | 1 | 9 | Winter: On-Peak |  | 55 | Neither | 0 | 1.0343 | 1.0177 | 0 | 4.1851 | 0 | 3.9877 | 0 | 0 | 0.84085 | 0.9441 | 0 | 0
2018-10-01 | 1 | 10 | Winter: On-Peak |  | 55 | Neither | 0 | 0.98112 | 1.0177 | 0 | 4.1851 | 0 | 3.9877 | 0 | 0 | 0.74504 | 0.9441 | 0 | 0
2018-10-01 | 1 | 11 | Winter: On-Peak |  | 55 | Neither | 0 | 0.94956 | 1.0177 | 0 | 4.1851 | 0 | 3.9877 | 0 | 0 | 0.72851 | 0.9441 | 0 | 0
2018-10-01 | 1 | 12 | Winter: On-Peak |  | 55 | Neither | 0 | 0.91648 | 1.0177 | 0 | 4.1851 | 0 | 3.9877 | 0 | 0 | 0.75911 | 0.9441 | 0 | 0
2018-10-01 | 1 | 13 | Winter: On-Peak |  | 55 | Neither | 0 | 0.9004 | 1.0177 | 0 | 4.1851 | 0 | 3.9877 | 0 | 0 | 0.79116 | 0.9441 | 0 | 0
2018-10-01 | 1 | 14 | Winter: On-Peak |  | 55 | Neither | 0 | 0.86033 | 1.0177 | 0 | 4.1851 | 0 | 3.9877 | 0 | 0 | 0.84356 | 0.9441 | 0 | 0
2018-10-01 | 1 | 15 | Winter: On-Peak |  | 55 | Neither | 0 | 0.85755 | 1.0177 | 0 | 4.1851 | 0 | 3.9877 | 0 | 0 | 0.96593 | 0.9441 | 0 | 0
2018-10-01 | 1 | 16 | Winter: On-Peak |  | 55 | Neither | 0 | 0.88345 | 1.0177 | 0 | 4.1851 | 0 | 3.9877 | 0 | 0 | 1.1649 | 0.9441 | 0 | 0
2018-10-01 | 1 | 17 | Winter: On-Peak |  | 55 | Neither | 0 | 0.94026 | 1.0177 | 0 | 4.1851 | 0 | 3.9877 | 0 | 0 | 1.3522 | 0.9441 | 0 | 0
2018-10-01 | 1 | 18 | Winter: On-Peak |  | 55 | Neither | 0 | 0.98182 | 1.0177 | 0 | 4.1851 | 0 | 3.9877 | 0 | 0 | 1.5599 | 0.9441 | 0 | 0
2018-10-01 | 1 | 19 | Winter: On-Peak |  | 55 | Neither | 0 | 0.98419 | 1.0177 | 0 | 4.1851 | 0 | 3.9877 | 0 | 0 | 1.6764 | 0.9441 | 0 | 0
2018-10-01 | 1 | 20 | Winter: On-Peak |  | 54 | Neither | 0 | 0.97072 | 1.0177 | 0 | 4.156 | 0 | 3.9259 | 0 | 0 | 1.5244 | 0.9441 | 0 | 0
2018-10-01 | 1 | 21 | Winter: On-Peak |  | 54 | Neither | 0 | 0.95751 | 1.0177 | 0 | 4.156 | 0 | 3.9259 | 0 | 0 | 1.4449 | 0.9441 | 0 | 0
2018-10-01 | 1 | 22 | Winter: On-Peak |  | 54 | Neither | 0 | 0.94265 | 1.0177 | 0 | 4.156 | 0 | 3.9259 | 0 | 0 | 1.2427 | 0.9441 | 0 | 0
2018-10-01 | 1 | 23 | Winter: Off-Peak |  | 52 | Neither | 0 | 0.94451 | 1.0177 | 0 | 4.0951 | 0 | 3.8021 | 0 | 0 | 1.0298 | 0.9441 | 0 | 0
2018-10-02 | 2 | 0 | Winter: Off-Peak |  | 52 | heating | 0.1878 | 0.97482 | 1.02 | 0.18673 | 4.0951 | 2.6091 | 3.8021 | 0.20112 | 0 | 0.90669 | 0.83669 | 0 | 0.18673
2018-10-02 | 2 | 1 | Winter: Off-Peak |  | 52 | heating | 0.1878 | 1.0122 | 1.02 | 0.1939 | 4.0951 | 2.7092 | 3.8021 | 0.20884 | 0 | 0.81803 | 0.83669 | 0 | 0.1939
2018-10-02 | 2 | 2 | Winter: Off-Peak |  | 50 | heating | 0.20919 | 1.051 | 1.02 | 0.22425 | 4.0352 | 3.0874 | 3.6783 | 0.246 | 0 | 0.74508 | 0.83669 | 0 | 0.22425
2018-10-02 | 2 | 3 | Winter: Off-Peak |  | 50 | heating | 0.20919 | 1.0924 | 1.02 | 0.23309 | 4.0352 | 3.2091 | 3.6783 | 0.2557 | 0 | 0.69159 | 0.83669 | 0 | 0.23309
2018-10-02 | 2 | 4 | Winter: Off-Peak |  | 46 | heating | 0.25198 | 1.1348 | 1.02 | 0.29166 | 3.8708 | 3.8521 | 3.4229 | 0.32983 | 0 | 0.64739 | 0.83669 | 0 | 0.29166
2018-10-02 | 2 | 5 | Winter: Off-Peak |  | 46 | heating | 0.25198 | 1.1636 | 1.02 | 0.29904 | 3.8708 | 3.9496 | 3.4229 | 0.33818 | 0 | 0.7214 | 0.83669 | 0 | 0.29904
2018-10-02 | 2 | 6 | Winter: Off-Peak |  | 45 | heating | 0.26267 | 1.2084 | 1.02 | 0.32375 | 3.8226 | 4.2225 | 3.3575 | 0.36859 | 0 | 0.87787 | 0.83669 | 0 | 0.32375
2018-10-02 | 2 | 7 | Winter: On-Peak |  | 46 | heating | 0.25198 | 1.1637 | 1.02 | 0.29909 | 3.8708 | 3.9502 | 3.4229 | 0.33824 | 0 | 0.97331 | 0.83669 | 0 | 0.29909
2018-10-02 | 2 | 8 | Winter: On-Peak |  | 48 | heating | 0.23059 | 1.0942 | 1.02 | 0.25734 | 3.9631 | 3.4798 | 3.5525 | 0.28709 | 0 | 0.9494 | 0.83669 | 0 | 0.25734
2018-10-02 | 2 | 9 | Winter: On-Peak |  | 48 | heating | 0.23059 | 1.0343 | 1.02 | 0.24326 | 3.9631 | 3.2893 | 3.5525 | 0.27137 | 0 | 0.84085 | 0.83669 | 0 | 0.24326
2018-10-02 | 2 | 10 | Winter: On-Peak |  | 52 | heating | 0.1878 | 0.98112 | 1.02 | 0.18794 | 4.0951 | 2.6259 | 3.8021 | 0.20242 | 0 | 0.74504 | 0.83669 | 0 | 0.18794
2018-10-02 | 2 | 11 | Winter: On-Peak |  | 52 | heating | 0.1878 | 0.94956 | 1.02 | 0.18189 | 4.0951 | 2.5415 | 3.8021 | 0.19591 | 0 | 0.72851 | 0.83669 | 0 | 0.18189
2018-10-02 | 2 | 12 | Winter: On-Peak |  | 54 | heating | 0.16641 | 0.91648 | 1.02 | 0.15556 | 4.156 | 2.2058 | 3.9259 | 0.16467 | 0 | 0.75911 | 0.83669 | 0 | 0.15556
2018-10-02 | 2 | 13 | Winter: On-Peak |  | 54 | heating | 0.16641 | 0.9004 | 1.02 | 0.15283 | 4.156 | 2.1671 | 3.9259 | 0.16178 | 0 | 0.79116 | 0.83669 | 0 | 0.15283
2018-10-02 | 2 | 14 | Winter: On-Peak |  | 55 | heating | 0.15571 | 0.86033 | 1.02 | 0.13664 | 4.1851 | 1.9512 | 3.9877 | 0.14341 | 0 | 0.84356 | 0.83669 | 0 | 0.13664
2018-10-02 | 2 | 15 | Winter: On-Peak |  | 55 | heating | 0.15571 | 0.85755 | 1.02 | 0.1362 | 4.1851 | 1.9449 | 3.9877 | 0.14294 | 0 | 0.96593 | 0.83669 | 0 | 0.1362
2018-10-02 | 2 | 16 | Winter: On-Peak |  | 54 | heating | 0.16641 | 0.88345 | 1.02 | 0.14995 | 4.156 | 2.1263 | 3.9259 | 0.15874 | 0 | 1.1649 | 0.83669 | 0 | 0.14995
2018-10-02 | 2 | 17 | Winter: On-Peak |  | 52 | heating | 0.1878 | 0.94026 | 1.02 | 0.18011 | 4.0951 | 2.5166 | 3.8021 | 0.19399 | 0 | 1.3522 | 0.83669 | 0 | 0.18011
2018-10-02 | 2 | 18 | Winter: On-Peak |  | 48 | heating | 0.23059 | 0.98182 | 1.02 | 0.23091 | 3.9631 | 3.1224 | 3.5525 | 0.2576 | 0 | 1.5599 | 0.83669 | 0 | 0.23091
2018-10-02 | 2 | 19 | Winter: On-Peak |  | 46 | heating | 0.25198 | 0.98419 | 1.02 | 0.25294 | 3.8708 | 3.3407 | 3.4229 | 0.28605 | 0 | 1.6764 | 0.83669 | 0 | 0.25294
2018-10-02 | 2 | 20 | Winter: On-Peak |  | 43 | heating | 0.28407 | 0.97072 | 1.02 | 0.28125 | 3.737 | 3.5862 | 3.2279 | 0.32561 | 0 | 1.5244 | 0.83669 | 0 | 0.28125
2018-10-02 | 2 | 21 | Winter: On-Peak |  | 39 | heating | 0.32685 | 0.95751 | 1.02 | 0.31921 | 3.4954 | 3.807 | 2.9502 | 0.3782 | 0 | 1.4449 | 0.83669 | 0 | 0.31921
2018-10-02 | 2 | 22 | Winter: On-Peak |  | 39 | heating | 0.32685 | 0.94265 | 1.02 | 0.31426 | 3.4954 | 3.7479 | 2.9502 | 0.37233 | 0 | 1.2427 | 0.83669 | 0 | 0.31426
2018-10-02 | 2 | 23 | Winter: Off-Peak |  | 39 | heating | 0.32685 | 0.94451 | 1.02 | 0.31487 | 3.4954 | 3.7553 | 2.9502 | 0.37306 | 0 | 1.0298 | 0.83669 | 0 | 0.31487
2018-10-03 | 3 | 0 | Winter: Off-Peak |  | 37 | heating | 0.34824 | 0.97482 | 1.0263 | 0.3484 | 3.3551 | 3.9883 | 2.8034 | 0.41696 | 0 | 0.90669 | 0.94211 | 0 | 0.3484
2018-10-03 | 3 | 1 | Winter: Off-Peak |  | 37 | heating | 0.34824 | 1.0122 | 1.0263 | 0.36178 | 3.3551 | 4.1415 | 2.8034 | 0.43297 | 0 | 0.81803 | 0.94211 | 0 | 0.36178
2018-10-03 | 3 | 2 | Winter: Off-Peak |  | 37 | heating | 0.34824 | 1.051 | 1.0263 | 0.37562 | 3.3551 | 4.2999 | 2.8034 | 0.44953 | 0 | 0.74508 | 0.94211 | 0 | 0.37562
2018-10-03 | 3 | 3 | Winter: Off-Peak |  | 36 | heating | 0.35894 | 1.0924 | 1.0263 | 0.40242 | 3.2767 | 4.4991 | 2.7263 | 0.48366 | 0 | 0.69159 | 0.94211 | 0 | 0.40242
2018-10-03 | 3 | 4 | Winter: Off-Peak |  | 36 | heating | 0.35894 | 1.1348 | 1.0263 | 0.41805 | 3.2767 | 4.6738 | 2.7263 | 0.50244 | 0 | 0.64739 | 0.94211 | 0 | 0.41805
2018-10-03 | 3 | 5 | Winter: Off-Peak |  | 34 | heating | 0.38033 | 1.1636 | 1.0263 | 0.45417 | 3.1618 | 4.8996 | 2.5824 | 0.55606 | 0 | 0.7214 | 0.94211 | 0 | 0.45417
2018-10-03 | 3 | 6 | Winter: Off-Peak |  | 34 | heating | 0.38033 | 1.2084 | 1.0263 | 0.47167 | 3.1618 | 5.0884 | 2.5824 | 0.57749 | 0 | 0.87787 | 0.94211 | 0 | 0.47167
2018-10-03 | 3 | 7 | Winter: On-Peak |  | 37 | heating | 0.34824 | 1.1637 | 1.0263 | 0.41592 | 3.3551 | 4.7613 | 2.8034 | 0.49777 | 0 | 0.97331 | 0.94211 | 0 | 0.41592
2018-10-03 | 3 | 8 | Winter: On-Peak |  | 41 | heating | 0.30546 | 1.0942 | 1.0263 | 0.34302 | 3.629 | 4.2474 | 3.0928 | 0.4025 | 0 | 0.9494 | 0.94211 | 0 | 0.34302
2018-10-03 | 3 | 9 | Winter: On-Peak |  | 45 | heating | 0.26267 | 1.0343 | 1.0263 | 0.27883 | 3.8226 | 3.6366 | 3.3575 | 0.31745 | 0 | 0.84085 | 0.94211 | 0 | 0.27883
2018-10-03 | 3 | 10 | Winter: On-Peak |  | 48 | heating | 0.23059 | 0.98112 | 1.0263 | 0.23218 | 3.9631 | 3.1396 | 3.5525 | 0.25902 | 0 | 0.74504 | 0.94211 | 0 | 0.23218
2018-10-03 | 3 | 11 | Winter: On-Peak |  | 52 | heating | 0.1878 | 0.94956 | 1.0263 | 0.18302 | 4.0951 | 2.5573 | 3.8021 | 0.19713 | 0 | 0.72851 | 0.94211 | 0 | 0.18302
2018-10-03 | 3 | 12 | Winter: On-Peak |  | 55 | heating | 0.15571 | 0.91648 | 1.0263 | 0.14646 | 4.1851 | 2.0914 | 3.9877 | 0.15372 | 0 | 0.75911 | 0.94211 | 0 | 0.14646
2018-10-03 | 3 | 13 | Winter: On-Peak |  | 55 | heating | 0.15571 | 0.9004 | 1.0263 | 0.14389 | 4.1851 | 2.0547 | 3.9877 | 0.15102 | 0 | 0.79116 | 0.94211 | 0 | 0.14389
2018-10-03 | 3 | 14 | Winter: On-Peak |  | 55 | heating | 0.15571 | 0.86033 | 1.0263 | 0.13749 | 4.1851 | 1.9633 | 3.9877 | 0.1443 | 0 | 0.84356 | 0.94211 | 0 | 0.13749
2018-10-03 | 3 | 15 | Winter: On-Peak |  | 55 | heating | 0.15571 | 0.85755 | 1.0263 | 0.13704 | 4.1851 | 1.9569 | 3.9877 | 0.14383 | 0 | 0.96593 | 0.94211 | 0 | 0.13704
2018-10-03 | 3 | 16 | Winter: On-Peak |  | 54 | heating | 0.16641 | 0.88345 | 1.0263 | 0.15088 | 4.156 | 2.1395 | 3.9259 | 0.15972 | 0 | 1.1649 | 0.94211 | 0 | 0.15088
2018-10-03 | 3 | 17 | Winter: On-Peak |  | 50 | heating | 0.20919 | 0.94026 | 1.0263 | 0.20187 | 4.0352 | 2.7793 | 3.6783 | 0.22145 | 0 | 1.3522 | 0.94211 | 0 | 0.20187
2018-10-03 | 3 | 18 | Winter: On-Peak |  | 48 | heating | 0.23059 | 0.98182 | 1.0263 | 0.23235 | 3.9631 | 3.1418 | 3.5525 | 0.2592 | 0 | 1.5599 | 0.94211 | 0 | 0.23235
2018-10-03 | 3 | 19 | Winter: On-Peak |  | 46 | heating | 0.25198 | 0.98419 | 1.0263 | 0.25452 | 3.8708 | 3.3615 | 3.4229 | 0.28783 | 0 | 1.6764 | 0.94211 | 0 | 0.25452
2018-10-03 | 3 | 20 | Winter: On-Peak |  | 45 | heating | 0.26267 | 0.97072 | 1.0263 | 0.26169 | 3.8226 | 3.4131 | 3.3575 | 0.29794 | 0 | 1.5244 | 0.94211 | 0 | 0.26169
2018-10-03 | 3 | 21 | Winter: On-Peak |  | 45 | heating | 0.26267 | 0.95751 | 1.0263 | 0.25813 | 3.8226 | 3.3667 | 3.3575 | 0.29388 | 0 | 1.4449 | 0.94211 | 0 | 0.25813
2018-10-03 | 3 | 22 | Winter: On-Peak |  | 43 | heating | 0.28407 | 0.94265 | 1.0263 | 0.27482 | 3.737 | 3.5041 | 3.2279 | 0.31817 | 0 | 1.2427 | 0.94211 | 0 | 0.27482
2018-10-03 | 3 | 23 | Winter: Off-Peak |  | 43 | heating | 0.28407 | 0.94451 | 1.0263 | 0.27536 | 3.737 | 3.511 | 3.2279 | 0.31879 | 0 | 1.0298 | 0.94211 | 0 | 0.27536
2018-10-04 | 4 | 0 | Winter: Off-Peak |  | 43 | heating | 0.28407 | 0.97482 | 1.002 | 0.27748 | 3.737 | 3.538 | 3.2279 | 0.32124 | 0 | 0.90669 | 1.0706 | 0 | 0.27748
2018-10-04 | 4 | 1 | Winter: Off-Peak |  | 43 | heating | 0.28407 | 1.0122 | 1.002 | 0.28813 | 3.737 | 3.6739 | 3.2279 | 0.33358 | 0 | 0.81803 | 1.0706 | 0 | 0.28813
2018-10-04 | 4 | 2 | Winter: Off-Peak |  | 43 | heating | 0.28407 | 1.051 | 1.002 | 0.29915 | 3.737 | 3.8144 | 3.2279 | 0.34634 | 0 | 0.74508 | 1.0706 | 0 | 0.29915
2018-10-04 | 4 | 3 | Winter: Off-Peak |  | 43 | heating | 0.28407 | 1.0924 | 1.002 | 0.31095 | 3.737 | 3.9648 | 3.2279 | 0.35999 | 0 | 0.69159 | 1.0706 | 0 | 0.31095
2018-10-04 | 4 | 4 | Winter: Off-Peak |  | 41 | heating | 0.30546 | 1.1348 | 1.002 | 0.34735 | 3.629 | 4.301 | 3.0928 | 0.40758 | 0 | 0.64739 | 1.0706 | 0 | 0.34735
2018-10-04 | 4 | 5 | Winter: Off-Peak |  | 39 | heating | 0.32685 | 1.1636 | 1.002 | 0.38108 | 3.4954 | 4.5449 | 2.9502 | 0.45151 | 0 | 0.7214 | 1.0706 | 0 | 0.38108
2018-10-04 | 4 | 6 | Winter: Off-Peak |  | 39 | heating | 0.32685 | 1.2084 | 1.002 | 0.39577 | 3.4954 | 4.72 | 2.9502 | 0.46891 | 0 | 0.87787 | 1.0706 | 0 | 0.39577
2018-10-04 | 4 | 7 | Winter: On-Peak |  | 39 | heating | 0.32685 | 1.1637 | 1.002 | 0.38115 | 3.4954 | 4.5456 | 2.9502 | 0.45158 | 0 | 0.97331 | 1.0706 | 0 | 0.38115
2018-10-04 | 4 | 8 | Winter: On-Peak |  | 43 | heating | 0.28407 | 1.0942 | 1.002 | 0.31146 | 3.737 | 3.9713 | 3.2279 | 0.36058 | 0 | 0.9494 | 1.0706 | 0 | 0.31146
2018-10-04 | 4 | 9 | Winter: On-Peak |  | 48 | heating | 0.23059 | 1.0343 | 1.002 | 0.23898 | 3.9631 | 3.2315 | 3.5525 | 0.2666 | 0 | 0.84085 | 1.0706 | 0 | 0.23898
2018-10-04 | 4 | 10 | Winter: On-Peak |  | 54 | heating | 0.16641 | 0.98112 | 1.002 | 0.1636 | 4.156 | 2.3199 | 3.9259 | 0.17319 | 0 | 0.74504 | 1.0706 | 0 | 0.1636
2018-10-04 | 4 | 11 | Winter: On-Peak |  | 55 | heating | 0.15571 | 0.94956 | 1.002 | 0.14816 | 4.1851 | 2.1157 | 3.9877 | 0.1555 | 0 | 0.72851 | 1.0706 | 0 | 0.14816
2018-10-04 | 4 | 12 | Winter: On-Peak |  | 57 | heating | 0.13432 | 0.91648 | 1.002 | 0.12336 | 4.2531 | 1.7901 | 4.112 | 0.12759 | 0 | 0.75911 | 1.0706 | 0 | 0.12336
2018-10-04 | 4 | 13 | Winter: On-Peak |  | 61 | heating | 0.09154 | 0.9004 | 1.002 | 0.082591 | 4.3818 | 1.2348 | 4.3586 | 0.083032 | 0 | 0.79116 | 1.0706 | 0 | 0.082591
2018-10-04 | 4 | 14 | Winter: On-Peak |  | 61 | heating | 0.09154 | 0.86033 | 1.002 | 0.078915 | 4.3818 | 1.1798 | 4.3586 | 0.079336 | 0 | 0.84356 | 1.0706 | 0 | 0.078915
2018-10-04 | 4 | 15 | Winter: On-Peak |  | 59 | heating | 0.11293 | 0.85755 | 1.002 | 0.097042 | 4.3182 | 1.4298 | 4.2356 | 0.098935 | 0 | 0.96593 | 1.0706 | 0 | 0.097042
2018-10-04 | 4 | 16 | Winter: On-Peak |  | 57 | heating | 0.13432 | 0.88345 | 1.002 | 0.11891 | 4.2531 | 1.7256 | 4.112 | 0.12299 | 0 | 1.1649 | 1.0706 | 0 | 0.11891
2018-10-04 | 4 | 17 | Winter: On-Peak |  | 57 | heating | 0.13432 | 0.94026 | 1.002 | 0.12656 | 4.2531 | 1.8365 | 4.112 | 0.1309 | 0 | 1.3522 | 1.0706 | 0 | 0.12656
2018-10-04 | 4 | 18 | Winter: On-Peak |  | 55 | heating | 0.15571 | 0.98182 | 1.002 | 0.1532 | 4.1851 | 2.1876 | 3.9877 | 0.16078 | 0 | 1.5599 | 1.0706 | 0 | 0.1532
2018-10-04 | 4 | 19 | Winter: On-Peak |  | 55 | heating | 0.15571 | 0.98419 | 1.002 | 0.15357 | 4.1851 | 2.1929 | 3.9877 | 0.16117 | 0 | 1.6764 | 1.0706 | 0 | 0.15357
2018-10-04 | 4 | 20 | Winter: On-Peak |  | 55 | heating | 0.15571 | 0.97072 | 1.002 | 0.15146 | 4.1851 | 2.1629 | 3.9877 | 0.15896 | 0 | 1.5244 | 1.0706 | 0 | 0.15146
2018-10-04 | 4 | 21 | Winter: On-Peak |  | 54 | heating | 0.16641 | 0.95751 | 1.002 | 0.15967 | 4.156 | 2.2641 | 3.9259 | 0.16902 | 0 | 1.4449 | 1.0706 | 0 | 0.15967
2018-10-04 | 4 | 22 | Winter: On-Peak |  | 54 | heating | 0.16641 | 0.94265 | 1.002 | 0.15719 | 4.156 | 2.229 | 3.9259 | 0.1664 | 0 | 1.2427 | 1.0706 | 0 | 0.15719
2018-10-04 | 4 | 23 | Winter: Off-Peak |  | 55 | heating | 0.15571 | 0.94451 | 1.002 | 0.14737 | 4.1851 | 2.1045 | 3.9877 | 0.15467 | 0 | 1.0298 | 1.0706 | 0 | 0.14737
2018-10-05 | 5 | 0 | Winter: Off-Peak |  | 55 | Neither | 0 | 0.97482 | 1.0078 | 0 | 4.1851 | 0 | 3.9877 | 0 | 0 | 0.90669 | 1.1856 | 0 | 0
2018-10-05 | 5 | 1 | Winter: Off-Peak |  | 52 | Neither | 0 | 1.0122 | 1.0078 | 0 | 4.0951 | 0 | 3.8021 | 0 | 0 | 0.81803 | 1.1856 | 0 | 0
2018-10-05 | 5 | 2 | Winter: Off-Peak |  | 52 | Neither | 0 | 1.051 | 1.0078 | 0 | 4.0951 | 0 | 3.8021 | 0 | 0 | 0.74508 | 1.1856 | 0 | 0
2018-10-05 | 5 | 3 | Winter: Off-Peak |  | 50 | Neither | 0 | 1.0924 | 1.0078 | 0 | 4.0352 | 0 | 3.6783 | 0 | 0 | 0.69159 | 1.1856 | 0 | 0
2018-10-05 | 5 | 4 | Winter: Off-Peak |  | 52 | Neither | 0 | 1.1348 | 1.0078 | 0 | 4.0951 | 0 | 3.8021 | 0 | 0 | 0.64739 | 1.1856 | 0 | 0
2018-10-05 | 5 | 5 | Winter: Off-Peak |  | 52 | Neither | 0 | 1.1636 | 1.0078 | 0 | 4.0951 | 0 | 3.8021 | 0 | 0 | 0.7214 | 1.1856 | 0 | 0
2018-10-05 | 5 | 6 | Winter: Off-Peak |  | 52 | Neither | 0 | 1.2084 | 1.0078 | 0 | 4.0951 | 0 | 3.8021 | 0 | 0 | 0.87787 | 1.1856 | 0 | 0
2018-10-05 | 5 | 7 | Winter: On-Peak |  | 52 | Neither | 0 | 1.1637 | 1.0078 | 0 | 4.0951 | 0 | 3.8021 | 0 | 0 | 0.97331 | 1.1856 | 0 | 0
2018-10-05 | 5 | 8 | Winter: On-Peak |  | 52 | Neither | 0 | 1.0942 | 1.0078 | 0 | 4.0951 | 0 | 3.8021 | 0 | 0 | 0.9494 | 1.1856 | 0 | 0
2018-10-05 | 5 | 9 | Winter: On-Peak |  | 54 | Neither | 0 | 1.0343 | 1.0078 | 0 | 4.156 | 0 | 3.9259 | 0 | 0 | 0.84085 | 1.1856 | 0 | 0
2018-10-05 | 5 | 10 | Winter: On-Peak |  | 57 | Neither | 0 | 0.98112 | 1.0078 | 0 | 4.2531 | 0 | 4.112 | 0 | 0 | 0.74504 | 1.1856 | 0 | 0
2018-10-05 | 5 | 11 | Winter: On-Peak |  | 61 | Neither | 0 | 0.94956 | 1.0078 | 0 | 4.3818 | 0 | 4.3586 | 0 | 0 | 0.72851 | 1.1856 | 0 | 0
2018-10-05 | 5 | 12 | Winter: On-Peak |  | 61 | Neither | 0 | 0.91648 | 1.0078 | 0 | 4.3818 | 0 | 4.3586 | 0 | 0 | 0.75911 | 1.1856 | 0 | 0
2018-10-05 | 5 | 13 | Winter: On-Peak |  | 64 | Neither | 0 | 0.9004 | 1.0078 | 0 | 4.3818 | 0 | 4.3586 | 0 | 0 | 0.79116 | 1.1856 | 0 | 0
2018-10-05 | 5 | 14 | Winter: On-Peak |  | 64 | Neither | 0 | 0.86033 | 1.0078 | 0 | 4.3818 | 0 | 4.3586 | 0 | 0 | 0.84356 | 1.1856 | 0 | 0
2018-10-05 | 5 | 15 | Winter: On-Peak |  | 64 | Neither | 0 | 0.85755 | 1.0078 | 0 | 4.3818 | 0 | 4.3586 | 0 | 0 | 0.96593 | 1.1856 | 0 | 0
2018-10-05 | 5 | 16 | Winter: On-Peak |  | 63 | Neither | 0 | 0.88345 | 1.0078 | 0 | 4.3818 | 0 | 4.3586 | 0 | 0 | 1.1649 | 1.1856 | 0 | 0
2018-10-05 | 5 | 17 | Winter: On-Peak |  | 63 | Neither | 0 | 0.94026 | 1.0078 | 0 | 4.3818 | 0 | 4.3586 | 0 | 0 | 1.3522 | 1.1856 | 0 | 0
2018-10-05 | 5 | 18 | Winter: On-Peak |  | 61 | Neither | 0 | 0.98182 | 1.0078 | 0 | 4.3818 | 0 | 4.3586 | 0 | 0 | 1.5599 | 1.1856 | 0 | 0
2018-10-05 | 5 | 19 | Winter: On-Peak |  | 61 | Neither | 0 | 0.98419 | 1.0078 | 0 | 4.3818 | 0 | 4.3586 | 0 | 0 | 1.6764 | 1.1856 | 0 | 0
2018-10-05 | 5 | 20 | Winter: On-Peak |  | 59 | Neither | 0 | 0.97072 | 1.0078 | 0 | 4.3182 | 0 | 4.2356 | 0 | 0 | 1.5244 | 1.1856 | 0 | 0
2018-10-05 | 5 | 21 | Winter: On-Peak |  | 59 | Neither | 0 | 0.95751 | 1.0078 | 0 | 4.3182 | 0 | 4.2356 | 0 | 0 | 1.4449 | 1.1856 | 0 | 0
2018-10-05 | 5 | 22 | Winter: On-Peak |  | 57 | Neither | 0 | 0.94265 | 1.0078 | 0 | 4.2531 | 0 | 4.112 | 0 | 0 | 1.2427 | 1.1856 | 0 | 0
2018-10-05 | 5 | 23 | Winter: Off-Peak |  | 57 | Neither | 0 | 0.94451 | 1.0078 | 0 | 4.2531 | 0 | 4.112 | 0 | 0 | 1.0298 | 1.1856 | 0 | 0
2018-10-06 | 6 | 0 | Winter: Off-Peak |  | 57 | heating | 0.13432 | 0.97482 | 0.98855 | 0.12944 | 4.2531 | 1.8784 | 4.112 | 0.13388 | 0 | 0.90669 | 1.0113 | 0 | 0.12944
2018-10-06 | 6 | 1 | Winter: Off-Peak |  | 57 | heating | 0.13432 | 1.0122 | 0.98855 | 0.13441 | 4.2531 | 1.9505 | 4.112 | 0.13902 | 0 | 0.81803 | 1.0113 | 0 | 0.13441
2018-10-06 | 6 | 2 | Winter: Off-Peak |  | 57 | heating | 0.13432 | 1.051 | 0.98855 | 0.13955 | 4.2531 | 2.0251 | 4.112 | 0.14434 | 0 | 0.74508 | 1.0113 | 0 | 0.13955
2018-10-06 | 6 | 3 | Winter: Off-Peak |  | 54 | heating | 0.16641 | 1.0924 | 0.98855 | 0.17971 | 4.156 | 2.5483 | 3.9259 | 0.19024 | 0 | 0.69159 | 1.0113 | 0 | 0.17971
2018-10-06 | 6 | 4 | Winter: Off-Peak |  | 55 | heating | 0.15571 | 1.1348 | 0.98855 | 0.17469 | 4.1851 | 2.4944 | 3.9877 | 0.18334 | 0 | 0.64739 | 1.0113 | 0 | 0.17469
2018-10-06 | 6 | 5 | Winter: Off-Peak |  | 54 | heating | 0.16641 | 1.1636 | 0.98855 | 0.19141 | 4.156 | 2.7142 | 3.9259 | 0.20263 | 0 | 0.7214 | 1.0113 | 0 | 0.19141
2018-10-06 | 6 | 6 | Winter: Off-Peak |  | 54 | heating | 0.16641 | 1.2084 | 0.98855 | 0.19879 | 4.156 | 2.8188 | 3.9259 | 0.21044 | 0 | 0.87787 | 1.0113 | 0 | 0.19879
2018-10-06 | 6 | 7 | Winter: Off-Peak |  | 52 | heating | 0.1878 | 1.1637 | 0.98855 | 0.21605 | 4.0951 | 3.0188 | 3.8021 | 0.2327 | 0 | 0.97331 | 1.0113 | 0 | 0.21605
2018-10-06 | 6 | 8 | Winter: Off-Peak |  | 52 | heating | 0.1878 | 1.0942 | 0.98855 | 0.20314 | 4.0951 | 2.8384 | 3.8021 | 0.2188 | 0 | 0.9494 | 1.0113 | 0 | 0.20314
2018-10-06 | 6 | 9 | Winter: Off-Peak |  | 52 | heating | 0.1878 | 1.0343 | 0.98855 | 0.19202 | 4.0951 | 2.683 | 3.8021 | 0.20682 | 0 | 0.84085 | 1.0113 | 0 | 0.19202
2018-10-06 | 6 | 10 | Winter: Off-Peak |  | 54 | heating | 0.16641 | 0.98112 | 0.98855 | 0.1614 | 4.156 | 2.2887 | 3.9259 | 0.17086 | 0 | 0.74504 | 1.0113 | 0 | 0.1614
2018-10-06 | 6 | 11 | Winter: Off-Peak |  | 55 | heating | 0.15571 | 0.94956 | 0.98855 | 0.14617 | 4.1851 | 2.0872 | 3.9877 | 0.1534 | 0 | 0.72851 | 1.0113 | 0 | 0.14617
2018-10-06 | 6 | 12 | Winter: Off-Peak |  | 55 | heating | 0.15571 | 0.91648 | 0.98855 | 0.14108 | 4.1851 | 2.0145 | 3.9877 | 0.14806 | 0 | 0.75911 | 1.0113 | 0 | 0.14108
2018-10-06 | 6 | 13 | Winter: Off-Peak |  | 54 | heating | 0.16641 | 0.9004 | 0.98855 | 0.14812 | 4.156 | 2.1004 | 3.9259 | 0.1568 | 0 | 0.79116 | 1.0113 | 0 | 0.14812
2018-10-06 | 6 | 14 | Winter: Off-Peak |  | 52 | heating | 0.1878 | 0.86033 | 0.98855 | 0.15972 | 4.0951 | 2.2317 | 3.8021 | 0.17203 | 0 | 0.84356 | 1.0113 | 0 | 0.15972
2018-10-06 | 6 | 15 | Winter: Off-Peak |  | 52 | heating | 0.1878 | 0.85755 | 0.98855 | 0.1592 | 4.0951 | 2.2245 | 3.8021 | 0.17147 | 0 | 0.96593 | 1.0113 | 0 | 0.1592
2018-10-06 | 6 | 16 | Winter: Off-Peak |  | 52 | heating | 0.1878 | 0.88345 | 0.98855 | 0.16401 | 4.0951 | 2.2917 | 3.8021 | 0.17665 | 0 | 1.1649 | 1.0113 | 0 | 0.16401
2018-10-06 | 6 | 17 | Winter: Off-Peak |  | 50 | heating | 0.20919 | 0.94026 | 0.98855 | 0.19444 | 4.0352 | 2.6771 | 3.6783 | 0.21331 | 0 | 1.3522 | 1.0113 | 0 | 0.19444
2018-10-06 | 6 | 18 | Winter: Off-Peak |  | 50 | heating | 0.20919 | 0.98182 | 0.98855 | 0.20304 | 4.0352 | 2.7954 | 3.6783 | 0.22274 | 0 | 1.5599 | 1.0113 | 0 | 0.20304
2018-10-06 | 6 | 19 | Winter: Off-Peak |  | 48 | heating | 0.23059 | 0.98419 | 0.98855 | 0.22434 | 3.9631 | 3.0335 | 3.5525 | 0.25027 | 0 | 1.6764 | 1.0113 | 0 | 0.22434
2018-10-06 | 6 | 20 | Winter: Off-Peak |  | 48 | heating | 0.23059 | 0.97072 | 0.98855 | 0.22127 | 3.9631 | 2.992 | 3.5525 | 0.24684 | 0 | 1.5244 | 1.0113 | 0 | 0.22127
2018-10-06 | 6 | 21 | Winter: Off-Peak |  | 48 | heating | 0.23059 | 0.95751 | 0.98855 | 0.21826 | 3.9631 | 2.9513 | 3.5525 | 0.24349 | 0 | 1.4449 | 1.0113 | 0 | 0.21826
2018-10-06 | 6 | 22 | Winter: Off-Peak |  | 48 | heating | 0.23059 | 0.94265 | 0.98855 | 0.21487 | 3.9631 | 2.9055 | 3.5525 | 0.23971 | 0 | 1.2427 | 1.0113 | 0 | 0.21487
2018-10-06 | 6 | 23 | Winter: Off-Peak |  | 48 | heating | 0.23059 | 0.94451 | 0.98855 | 0.2153 | 3.9631 | 2.9112 | 3.5525 | 0.24018 | 0 | 1.0298 | 1.0113 | 0 | 0.2153
2018-10-07 | 7 | 0 | Winter: Off-Peak |  | 48 | heating | 0.23059 | 0.97482 | 0.93761 | 0.21075 | 3.9631 | 2.8498 | 3.5525 | 0.23511 | 0 | 0.90669 | 1.0096 | 0 | 0.21075
2018-10-07 | 7 | 1 | Winter: Off-Peak |  | 48 | heating | 0.23059 | 1.0122 | 0.93761 | 0.21885 | 3.9631 | 2.9592 | 3.5525 | 0.24414 | 0 | 0.81803 | 1.0096 | 0 | 0.21885
2018-10-07 | 7 | 2 | Winter: Off-Peak |  | 48 | heating | 0.23059 | 1.051 | 0.93761 | 0.22722 | 3.9631 | 3.0725 | 3.5525 | 0.25348 | 0 | 0.74508 | 1.0096 | 0 | 0.22722
2018-10-07 | 7 | 3 | Winter: Off-Peak |  | 48 | heating | 0.23059 | 1.0924 | 0.93761 | 0.23618 | 3.9631 | 3.1936 | 3.5525 | 0.26347 | 0 | 0.69159 | 1.0096 | 0 | 0.23618
2018-10-07 | 7 | 4 | Winter: Off-Peak |  | 48 | heating | 0.23059 | 1.1348 | 0.93761 | 0.24535 | 3.9631 | 3.3176 | 3.5525 | 0.27371 | 0 | 0.64739 | 1.0096 | 0 | 0.24535
2018-10-07 | 7 | 5 | Winter: Off-Peak |  | 48 | heating | 0.23059 | 1.1636 | 0.93761 | 0.25156 | 3.9631 | 3.4016 | 3.5525 | 0.28063 | 0 | 0.7214 | 1.0096 | 0 | 0.25156
2018-10-07 | 7 | 6 | Winter: Off-Peak |  | 48 | heating | 0.23059 | 1.2084 | 0.93761 | 0.26125 | 3.9631 | 3.5327 | 3.5525 | 0.29145 | 0 | 0.87787 | 1.0096 | 0 | 0.26125
2018-10-07 | 7 | 7 | Winter: Off-Peak |  | 48 | heating | 0.23059 | 1.1637 | 0.93761 | 0.2516 | 3.9631 | 3.4021 | 3.5525 | 0.28068 | 0 | 0.97331 | 1.0096 | 0 | 0.2516
2018-10-07 | 7 | 8 | Winter: Off-Peak |  | 50 | heating | 0.20919 | 1.0942 | 0.93761 | 0.21462 | 4.0352 | 2.9549 | 3.6783 | 0.23544 | 0 | 0.9494 | 1.0096 | 0 | 0.21462
2018-10-07 | 7 | 9 | Winter: Off-Peak |  | 50 | heating | 0.20919 | 1.0343 | 0.93761 | 0.20287 | 4.0352 | 2.7931 | 3.6783 | 0.22255 | 0 | 0.84085 | 1.0096 | 0 | 0.20287
2018-10-07 | 7 | 10 | Winter: Off-Peak |  | 50 | heating | 0.20919 | 0.98112 | 0.93761 | 0.19244 | 4.0352 | 2.6495 | 3.6783 | 0.21111 | 0 | 0.74504 | 1.0096 | 0 | 0.19244
2018-10-07 | 7 | 11 | Winter: Off-Peak |  | 52 | heating | 0.1878 | 0.94956 | 0.93761 | 0.1672 | 4.0951 | 2.3362 | 3.8021 | 0.18009 | 0 | 0.72851 | 1.0096 | 0 | 0.1672
2018-10-07 | 7 | 12 | Winter: Off-Peak |  | 54 | heating | 0.16641 | 0.91648 | 0.93761 | 0.143 | 4.156 | 2.0277 | 3.9259 | 0.15138 | 0 | 0.75911 | 1.0096 | 0 | 0.143
2018-10-07 | 7 | 13 | Winter: Off-Peak |  | 57 | heating | 0.13432 | 0.9004 | 0.93761 | 0.1134 | 4.2531 | 1.6456 | 4.112 | 0.11729 | 0 | 0.79116 | 1.0096 | 0 | 0.1134
2018-10-07 | 7 | 14 | Winter: Off-Peak |  | 57 | heating | 0.13432 | 0.86033 | 0.93761 | 0.10835 | 4.2531 | 1.5723 | 4.112 | 0.11207 | 0 | 0.84356 | 1.0096 | 0 | 0.10835
2018-10-07 | 7 | 15 | Winter: Off-Peak |  | 59 | heating | 0.11293 | 0.85755 | 0.93761 | 0.090801 | 4.3182 | 1.3378 | 4.2356 | 0.092573 | 0 | 0.96593 | 1.0096 | 0 | 0.090801
2018-10-07 | 7 | 16 | Winter: Off-Peak |  | 57 | heating | 0.13432 | 0.88345 | 0.93761 | 0.11126 | 4.2531 | 1.6146 | 4.112 | 0.11508 | 0 | 1.1649 | 1.0096 | 0 | 0.11126
2018-10-07 | 7 | 17 | Winter: Off-Peak |  | 55 | heating | 0.15571 | 0.94026 | 0.93761 | 0.13728 | 4.1851 | 1.9603 | 3.9877 | 0.14407 | 0 | 1.3522 | 1.0096 | 0 | 0.13728
2018-10-07 | 7 | 18 | Winter: Off-Peak |  | 54 | heating | 0.16641 | 0.98182 | 0.93761 | 0.15319 | 4.156 | 2.1723 | 3.9259 | 0.16217 | 0 | 1.5599 | 1.0096 | 0 | 0.15319
2018-10-07 | 7 | 19 | Winter: Off-Peak |  | 54 | heating | 0.16641 | 0.98419 | 0.93761 | 0.15356 | 4.156 | 2.1775 | 3.9259 | 0.16256 | 0 | 1.6764 | 1.0096 | 0 | 0.15356
2018-10-07 | 7 | 20 | Winter: Off-Peak |  | 52 | heating | 0.1878 | 0.97072 | 0.93761 | 0.17093 | 4.0951 | 2.3883 | 3.8021 | 0.1841 | 0 | 1.5244 | 1.0096 | 0 | 0.17093
2018-10-07 | 7 | 21 | Winter: Off-Peak |  | 48 | heating | 0.23059 | 0.95751 | 0.93761 | 0.20701 | 3.9631 | 2.7992 | 3.5525 | 0.23094 | 0 | 1.4449 | 1.0096 | 0 | 0.20701
2018-10-07 | 7 | 22 | Winter: Off-Peak |  | 48 | heating | 0.23059 | 0.94265 | 0.93761 | 0.2038 | 3.9631 | 2.7558 | 3.5525 | 0.22736 | 0 | 1.2427 | 1.0096 | 0 | 0.2038
2018-10-07 | 7 | 23 | Winter: Off-Peak |  | 43 | heating | 0.28407 | 0.94451 | 0.93761 | 0.25156 | 3.737 | 3.2076 | 3.2279 | 0.29124 | 0 | 1.0298 | 1.0096 | 0 | 0.25156
2018-10-08 | 1 | 0 | Winter: Off-Peak |  | 43 | Neither | 0 | 0.97482 | 1.0177 | 0 | 3.737 | 0 | 3.2279 | 0 | 0 | 0.90669 | 0.9441 | 0 | 0
2018-10-08 | 1 | 1 | Winter: Off-Peak |  | 41 | Neither | 0 | 1.0122 | 1.0177 | 0 | 3.629 | 0 | 3.0928 | 0 | 0 | 0.81803 | 0.9441 | 0 | 0
2018-10-08 | 1 | 2 | Winter: Off-Peak |  | 48 | Neither | 0 | 1.051 | 1.0177 | 0 | 3.9631 | 0 | 3.5525 | 0 | 0 | 0.74508 | 0.9441 | 0 | 0
2018-10-08 | 1 | 3 | Winter: Off-Peak |  | 48 | Neither | 0 | 1.0924 | 1.0177 | 0 | 3.9631 | 0 | 3.5525 | 0 | 0 | 0.69159 | 0.9441 | 0 | 0
2018-10-08 | 1 | 4 | Winter: Off-Peak |  | 45 | Neither | 0 | 1.1348 | 1.0177 | 0 | 3.8226 | 0 | 3.3575 | 0 | 0 | 0.64739 | 0.9441 | 0 | 0
2018-10-08 | 1 | 5 | Winter: Off-Peak |  | 41 | Neither | 0 | 1.1636 | 1.0177 | 0 | 3.629 | 0 | 3.0928 | 0 | 0 | 0.7214 | 0.9441 | 0 | 0
2018-10-08 | 1 | 6 | Winter: Off-Peak |  | 41 | Neither | 0 | 1.2084 | 1.0177 | 0 | 3.629 | 0 | 3.0928 | 0 | 0 | 0.87787 | 0.9441 | 0 | 0
2018-10-08 | 1 | 7 | Winter: On-Peak |  | 48 | Neither | 0 | 1.1637 | 1.0177 | 0 | 3.9631 | 0 | 3.5525 | 0 | 0 | 0.97331 | 0.9441 | 0 | 0
2018-10-08 | 1 | 8 | Winter: On-Peak |  | 55 | Neither | 0 | 1.0942 | 1.0177 | 0 | 4.1851 | 0 | 3.9877 | 0 | 0 | 0.9494 | 0.9441 | 0 | 0
2018-10-08 | 1 | 9 | Winter: On-Peak |  | 55 | Neither | 0 | 1.0343 | 1.0177 | 0 | 4.1851 | 0 | 3.9877 | 0 | 0 | 0.84085 | 0.9441 | 0 | 0
2018-10-08 | 1 | 10 | Winter: On-Peak |  | 59 | Neither | 0 | 0.98112 | 1.0177 | 0 | 4.3182 | 0 | 4.2356 | 0 | 0 | 0.74504 | 0.9441 | 0 | 0
2018-10-08 | 1 | 11 | Winter: On-Peak |  | 63 | Neither | 0 | 0.94956 | 1.0177 | 0 | 4.3818 | 0 | 4.3586 | 0 | 0 | 0.72851 | 0.9441 | 0 | 0
2018-10-08 | 1 | 12 | Winter: On-Peak |  | 63 | Neither | 0 | 0.91648 | 1.0177 | 0 | 4.3818 | 0 | 4.3586 | 0 | 0 | 0.75911 | 0.9441 | 0 | 0
2018-10-08 | 1 | 13 | Winter: On-Peak |  | 64 | Neither | 0 | 0.9004 | 1.0177 | 0 | 4.3818 | 0 | 4.3586 | 0 | 0 | 0.79116 | 0.9441 | 0 | 0
2018-10-08 | 1 | 14 | Winter: On-Peak |  | 66 | Neither | 0 | 0.86033 | 1.0177 | 0 | 4.3818 | 0 | 4.3586 | 0 | 0 | 0.84356 | 0.9441 | 0 | 0
2018-10-08 | 1 | 15 | Winter: On-Peak |  | 66 | Neither | 0 | 0.85755 | 1.0177 | 0 | 4.3818 | 0 | 4.3586 | 0 | 0 | 0.96593 | 0.9441 | 0 | 0
2018-10-08 | 1 | 16 | Winter: On-Peak |  | 64 | Neither | 0 | 0.88345 | 1.0177 | 0 | 4.3818 | 0 | 4.3586 | 0 | 0 | 1.1649 | 0.9441 | 0 | 0
2018-10-08 | 1 | 17 | Winter: On-Peak |  | 64 | Neither | 0 | 0.94026 | 1.0177 | 0 | 4.3818 | 0 | 4.3586 | 0 | 0 | 1.3522 | 0.9441 | 0 | 0
2018-10-08 | 1 | 18 | Winter: On-Peak |  | 63 | Neither | 0 | 0.98182 | 1.0177 | 0 | 4.3818 | 0 | 4.3586 | 0 | 0 | 1.5599 | 0.9441 | 0 | 0
2018-10-08 | 1 | 19 | Winter: On-Peak |  | 63 | Neither | 0 | 0.98419 | 1.0177 | 0 | 4.3818 | 0 | 4.3586 | 0 | 0 | 1.6764 | 0.9441 | 0 | 0
2018-10-08 | 1 | 20 | Winter: On-Peak |  | 55 | Neither | 0 | 0.97072 | 1.0177 | 0 | 4.1851 | 0 | 3.9877 | 0 | 0 | 1.5244 | 0.9441 | 0 | 0
2018-10-08 | 1 | 21 | Winter: On-Peak |  | 55 | Neither | 0 | 0.95751 | 1.0177 | 0 | 4.1851 | 0 | 3.9877 | 0 | 0 | 1.4449 | 0.9441 | 0 | 0
2018-10-08 | 1 | 22 | Winter: On-Peak |  | 54 | Neither | 0 | 0.94265 | 1.0177 | 0 | 4.156 | 0 | 3.9259 | 0 | 0 | 1.2427 | 0.9441 | 0 | 0
2018-10-08 | 1 | 23 | Winter: Off-Peak |  | 52 | Neither | 0 | 0.94451 | 1.0177 | 0 | 4.0951 | 0 | 3.8021 | 0 | 0 | 1.0298 | 0.9441 | 0 | 0
2018-10-09 | 2 | 0 | Winter: Off-Peak |  | 52 | heating | 0.1878 | 0.97482 | 1.02 | 0.18673 | 4.0951 | 2.6091 | 3.8021 | 0.20112 | 0 | 0.90669 | 0.83669 | 0 | 0.18673
2018-10-09 | 2 | 1 | Winter: Off-Peak |  | 50 | heating | 0.20919 | 1.0122 | 1.02 | 0.21598 | 4.0352 | 2.9737 | 3.6783 | 0.23694 | 0 | 0.81803 | 0.83669 | 0 | 0.21598
2018-10-09 | 2 | 2 | Winter: Off-Peak |  | 48 | heating | 0.23059 | 1.051 | 1.02 | 0.24718 | 3.9631 | 3.3423 | 3.5525 | 0.27575 | 0 | 0.74508 | 0.83669 | 0 | 0.24718
2018-10-09 | 2 | 3 | Winter: Off-Peak |  | 48 | heating | 0.23059 | 1.0924 | 1.02 | 0.25692 | 3.9631 | 3.4741 | 3.5525 | 0.28662 | 0 | 0.69159 | 0.83669 | 0 | 0.25692
2018-10-09 | 2 | 4 | Winter: Off-Peak |  | 48 | heating | 0.23059 | 1.1348 | 1.02 | 0.2669 | 3.9631 | 3.609 | 3.5525 | 0.29775 | 0 | 0.64739 | 0.83669 | 0 | 0.2669
2018-10-09 | 2 | 5 | Winter: Off-Peak |  | 46 | heating | 0.25198 | 1.1636 | 1.02 | 0.29904 | 3.8708 | 3.9496 | 3.4229 | 0.33818 | 0 | 0.7214 | 0.83669 | 0 | 0.29904
2018-10-09 | 2 | 6 | Winter: Off-Peak |  | 45 | heating | 0.26267 | 1.2084 | 1.02 | 0.32375 | 3.8226 | 4.2225 | 3.3575 | 0.36859 | 0 | 0.87787 | 0.83669 | 0 | 0.32375
2018-10-09 | 2 | 7 | Winter: On-Peak |  | 46 | heating | 0.25198 | 1.1637 | 1.02 | 0.29909 | 3.8708 | 3.9502 | 3.4229 | 0.33824 | 0 | 0.97331 | 0.83669 | 0 | 0.29909
2018-10-09 | 2 | 8 | Winter: On-Peak |  | 46 | heating | 0.25198 | 1.0942 | 1.02 | 0.28122 | 3.8708 | 3.7141 | 3.4229 | 0.31802 | 0 | 0.9494 | 0.83669 | 0 | 0.28122
2018-10-09 | 2 | 9 | Winter: On-Peak |  | 46 | heating | 0.25198 | 1.0343 | 1.02 | 0.26582 | 3.8708 | 3.5108 | 3.4229 | 0.30061 | 0 | 0.84085 | 0.83669 | 0 | 0.26582
2018-10-09 | 2 | 10 | Winter: On-Peak |  | 48 | heating | 0.23059 | 0.98112 | 1.02 | 0.23075 | 3.9631 | 3.1202 | 3.5525 | 0.25742 | 0 | 0.74504 | 0.83669 | 0 | 0.23075
2018-10-09 | 2 | 11 | Winter: On-Peak |  | 48 | heating | 0.23059 | 0.94956 | 1.02 | 0.22333 | 3.9631 | 3.0198 | 3.5525 | 0.24914 | 0 | 0.72851 | 0.83669 | 0 | 0.22333
2018-10-09 | 2 | 12 | Winter: On-Peak |  | 48 | heating | 0.23059 | 0.91648 | 1.02 | 0.21555 | 3.9631 | 2.9146 | 3.5525 | 0.24046 | 0 | 0.75911 | 0.83669 | 0 | 0.21555
2018-10-09 | 2 | 13 | Winter: On-Peak |  | 52 | heating | 0.1878 | 0.9004 | 1.02 | 0.17247 | 4.0951 | 2.4099 | 3.8021 | 0.18577 | 0 | 0.79116 | 0.83669 | 0 | 0.17247
2018-10-09 | 2 | 14 | Winter: On-Peak |  | 52 | heating | 0.1878 | 0.86033 | 1.02 | 0.1648 | 4.0951 | 2.3026 | 3.8021 | 0.1775 | 0 | 0.84356 | 0.83669 | 0 | 0.1648
2018-10-09 | 2 | 15 | Winter: On-Peak |  | 52 | heating | 0.1878 | 0.85755 | 1.02 | 0.16426 | 4.0951 | 2.2952 | 3.8021 | 0.17692 | 0 | 0.96593 | 0.83669 | 0 | 0.16426
2018-10-09 | 2 | 16 | Winter: On-Peak |  | 50 | heating | 0.20919 | 0.88345 | 1.02 | 0.1885 | 4.0352 | 2.5953 | 3.6783 | 0.20679 | 0 | 1.1649 | 0.83669 | 0 | 0.1885
2018-10-09 | 2 | 17 | Winter: On-Peak |  | 46 | heating | 0.25198 | 0.94026 | 1.02 | 0.24165 | 3.8708 | 3.1916 | 3.4229 | 0.27328 | 0 | 1.3522 | 0.83669 | 0 | 0.24165
2018-10-09 | 2 | 18 | Winter: On-Peak |  | 45 | heating | 0.26267 | 0.98182 | 1.02 | 0.26305 | 3.8226 | 3.4308 | 3.3575 | 0.29948 | 0 | 1.5599 | 0.83669 | 0 | 0.26305
2018-10-09 | 2 | 19 | Winter: On-Peak |  | 39 | heating | 0.32685 | 0.98419 | 1.02 | 0.3281 | 3.4954 | 3.913 | 2.9502 | 0.38874 | 0 | 1.6764 | 0.83669 | 0 | 0.3281
2018-10-09 | 2 | 20 | Winter: On-Peak |  | 37 | heating | 0.34824 | 0.97072 | 1.02 | 0.34479 | 3.3551 | 3.947 | 2.8034 | 0.41264 | 0 | 1.5244 | 0.83669 | 0 | 0.34479
2018-10-09 | 2 | 21 | Winter: On-Peak |  | 37 | heating | 0.34824 | 0.95751 | 1.02 | 0.3401 | 3.3551 | 3.8933 | 2.8034 | 0.40703 | 0 | 1.4449 | 0.83669 | 0 | 0.3401
2018-10-09 | 2 | 22 | Winter: On-Peak |  | 36 | heating | 0.35894 | 0.94265 | 1.02 | 0.34511 | 3.2767 | 3.8584 | 2.7263 | 0.41478 | 0 | 1.2427 | 0.83669 | 0 | 0.34511
2018-10-09 | 2 | 23 | Winter: Off-Peak |  | 36 | heating | 0.35894 | 0.94451 | 1.02 | 0.34579 | 3.2767 | 3.866 | 2.7263 | 0.41559 | 0 | 1.0298 | 0.83669 | 0 | 0.34579
2018-10-10 | 3 | 0 | Winter: Off-Peak |  | 34 | heating | 0.38033 | 0.97482 | 1.0263 | 0.3805 | 3.1618 | 4.1048 | 2.5824 | 0.46586 | 0 | 0.90669 | 0.94211 | 0 | 0.3805
2018-10-10 | 3 | 1 | Winter: Off-Peak |  | 34 | heating | 0.38033 | 1.0122 | 1.0263 | 0.39511 | 3.1618 | 4.2624 | 2.5824 | 0.48375 | 0 | 0.81803 | 0.94211 | 0 | 0.39511
2018-10-10 | 3 | 2 | Winter: Off-Peak |  | 32 | heating | 0.40172 | 1.051 | 1.0263 | 0.4333 | 3.1004 | 4.5836 | 2.4523 | 0.54781 | 0 | 0.74508 | 0.94211 | 0 | 0.4333
2018-10-10 | 3 | 3 | Winter: Off-Peak |  | 30 | heating | 0.42311 | 1.0924 | 1.0263 | 0.47437 | 3.0748 | 4.9766 | 2.334 | 0.62492 | 0 | 0.69159 | 0.94211 | 0 | 0.47437
2018-10-10 | 3 | 4 | Winter: Off-Peak |  | 30 | heating | 0.42311 | 1.1348 | 1.0263 | 0.49279 | 3.0748 | 5.1699 | 2.334 | 0.64919 | 0 | 0.64739 | 0.94211 | 0 | 0.49279
2018-10-10 | 3 | 5 | Winter: Off-Peak |  | 30 | heating | 0.42311 | 1.1636 | 1.0263 | 0.50526 | 3.0748 | 5.3008 | 2.334 | 0.66563 | 0 | 0.7214 | 0.94211 | 0 | 0.50526
2018-10-10 | 3 | 6 | Winter: Off-Peak |  | 30 | heating | 0.42311 | 1.2084 | 1.0263 | 0.52473 | 3.0748 | 5.505 | 2.334 | 0.69128 | 0 | 0.87787 | 0.94211 | 0 | 0.52473
2018-10-10 | 3 | 7 | Winter: On-Peak |  | 34 | heating | 0.38033 | 1.1637 | 1.0263 | 0.45425 | 3.1618 | 4.9004 | 2.5824 | 0.55615 | 0 | 0.97331 | 0.94211 | 0 | 0.45425
2018-10-10 | 3 | 8 | Winter: On-Peak |  | 39 | heating | 0.32685 | 1.0942 | 1.0263 | 0.36704 | 3.4954 | 4.3774 | 2.9502 | 0.43487 | 0 | 0.9494 | 0.94211 | 0 | 0.36704
2018-10-10 | 3 | 9 | Winter: On-Peak |  | 46 | heating | 0.25198 | 1.0343 | 1.0263 | 0.26748 | 3.8708 | 3.5326 | 3.4229 | 0.30248 | 0 | 0.84085 | 0.94211 | 0 | 0.26748
2018-10-10 | 3 | 10 | Winter: On-Peak |  | 52 | heating | 0.1878 | 0.98112 | 1.0263 | 0.1891 | 4.0951 | 2.6423 | 3.8021 | 0.20368 | 0 | 0.74504 | 0.94211 | 0 | 0.1891
2018-10-10 | 3 | 11 | Winter: On-Peak |  | 54 | heating | 0.16641 | 0.94956 | 1.0263 | 0.16217 | 4.156 | 2.2997 | 3.9259 | 0.17168 | 0 | 0.72851 | 0.94211 | 0 | 0.16217
2018-10-10 | 3 | 12 | Winter: On-Peak |  | 55 | heating | 0.15571 | 0.91648 | 1.0263 | 0.14646 | 4.1851 | 2.0914 | 3.9877 | 0.15372 | 0 | 0.75911 | 0.94211 | 0 | 0.14646
2018-10-10 | 3 | 13 | Winter: On-Peak |  | 55 | heating | 0.15571 | 0.9004 | 1.0263 | 0.14389 | 4.1851 | 2.0547 | 3.9877 | 0.15102 | 0 | 0.79116 | 0.94211 | 0 | 0.14389
2018-10-10 | 3 | 14 | Winter: On-Peak |  | 61 | heating | 0.09154 | 0.86033 | 1.0263 | 0.080826 | 4.3818 | 1.2084 | 4.3586 | 0.081257 | 0 | 0.84356 | 0.94211 | 0 | 0.080826
2018-10-10 | 3 | 15 | Winter: On-Peak |  | 61 | heating | 0.09154 | 0.85755 | 1.0263 | 0.080564 | 4.3818 | 1.2045 | 4.3586 | 0.080994 | 0 | 0.96593 | 0.94211 | 0 | 0.080564
2018-10-10 | 3 | 16 | Winter: On-Peak |  | 61 | heating | 0.09154 | 0.88345 | 1.0263 | 0.082998 | 4.3818 | 1.2409 | 4.3586 | 0.08344 | 0 | 1.1649 | 0.94211 | 0 | 0.082998
2018-10-10 | 3 | 17 | Winter: On-Peak |  | 59 | heating | 0.11293 | 0.94026 | 1.0263 | 0.10898 | 4.3182 | 1.6056 | 4.2356 | 0.1111 | 0 | 1.3522 | 0.94211 | 0 | 0.10898
2018-10-10 | 3 | 18 | Winter: On-Peak |  | 61 | heating | 0.09154 | 0.98182 | 1.0263 | 0.09224 | 4.3818 | 1.3791 | 4.3586 | 0.092732 | 0 | 1.5599 | 0.94211 | 0 | 0.09224
2018-10-10 | 3 | 19 | Winter: On-Peak |  | 59 | heating | 0.11293 | 0.98419 | 1.0263 | 0.11407 | 4.3182 | 1.6807 | 4.2356 | 0.1163 | 0 | 1.6764 | 0.94211 | 0 | 0.11407
2018-10-10 | 3 | 20 | Winter: On-Peak |  | 57 | heating | 0.13432 | 0.97072 | 1.0263 | 0.13382 | 4.2531 | 1.9419 | 4.112 | 0.13841 | 0 | 1.5244 | 0.94211 | 0 | 0.13382
2018-10-10 | 3 | 21 | Winter: On-Peak |  | 55 | heating | 0.15571 | 0.95751 | 1.0263 | 0.15302 | 4.1851 | 2.1851 | 3.9877 | 0.1606 | 0 | 1.4449 | 0.94211 | 0 | 0.15302
2018-10-10 | 3 | 22 | Winter: On-Peak |  | 55 | heating | 0.15571 | 0.94265 | 1.0263 | 0.15065 | 4.1851 | 2.1512 | 3.9877 | 0.15811 | 0 | 1.2427 | 0.94211 | 0 | 0.15065
2018-10-10 | 3 | 23 | Winter: Off-Peak |  | 46 | heating | 0.25198 | 0.94451 | 1.0263 | 0.24425 | 3.8708 | 3.2259 | 3.4229 | 0.27622 | 0 | 1.0298 | 0.94211 | 0 | 0.24425
2018-10-11 | 4 | 0 | Winter: Off-Peak |  | 46 | heating | 0.25198 | 0.97482 | 1.002 | 0.24613 | 3.8708 | 3.2508 | 3.4229 | 0.27835 | 0 | 0.90669 | 1.0706 | 0 | 0.24613
2018-10-11 | 4 | 1 | Winter: Off-Peak |  | 43 | heating | 0.28407 | 1.0122 | 1.002 | 0.28813 | 3.737 | 3.6739 | 3.2279 | 0.33358 | 0 | 0.81803 | 1.0706 | 0 | 0.28813
2018-10-11 | 4 | 2 | Winter: Off-Peak |  | 39 | heating | 0.32685 | 1.051 | 1.002 | 0.34421 | 3.4954 | 4.1051 | 2.9502 | 0.40782 | 0 | 0.74508 | 1.0706 | 0 | 0.34421
2018-10-11 | 4 | 3 | Winter: Off-Peak |  | 39 | heating | 0.32685 | 1.0924 | 1.002 | 0.35778 | 3.4954 | 4.267 | 2.9502 | 0.4239 | 0 | 0.69159 | 1.0706 | 0 | 0.35778
2018-10-11 | 4 | 4 | Winter: Off-Peak |  | 39 | heating | 0.32685 | 1.1348 | 1.002 | 0.37168 | 3.4954 | 4.4327 | 2.9502 | 0.44036 | 0 | 0.64739 | 1.0706 | 0 | 0.37168
2018-10-11 | 4 | 5 | Winter: Off-Peak |  | 37 | heating | 0.34824 | 1.1636 | 1.002 | 0.40603 | 3.3551 | 4.648 | 2.8034 | 0.48593 | 0 | 0.7214 | 1.0706 | 0 | 0.40603
2018-10-11 | 4 | 6 | Winter: Off-Peak |  | 36 | heating | 0.35894 | 1.2084 | 1.002 | 0.43462 | 3.2767 | 4.8592 | 2.7263 | 0.52236 | 0 | 0.87787 | 1.0706 | 0 | 0.43462
2018-10-11 | 4 | 7 | Winter: On-Peak |  | 39 | heating | 0.32685 | 1.1637 | 1.002 | 0.38115 | 3.4954 | 4.5456 | 2.9502 | 0.45158 | 0 | 0.97331 | 1.0706 | 0 | 0.38115
2018-10-11 | 4 | 8 | Winter: On-Peak |  | 48 | heating | 0.23059 | 1.0942 | 1.002 | 0.25282 | 3.9631 | 3.4187 | 3.5525 | 0.28204 | 0 | 0.9494 | 1.0706 | 0 | 0.25282
2018-10-11 | 4 | 9 | Winter: On-Peak |  | 52 | heating | 0.1878 | 1.0343 | 1.002 | 0.19464 | 4.0951 | 2.7196 | 3.8021 | 0.20964 | 0 | 0.84085 | 1.0706 | 0 | 0.19464
2018-10-11 | 4 | 10 | Winter: On-Peak |  | 52 | heating | 0.1878 | 0.98112 | 1.002 | 0.18463 | 4.0951 | 2.5798 | 3.8021 | 0.19886 | 0 | 0.74504 | 1.0706 | 0 | 0.18463
2018-10-11 | 4 | 11 | Winter: On-Peak |  | 55 | heating | 0.15571 | 0.94956 | 1.002 | 0.14816 | 4.1851 | 2.1157 | 3.9877 | 0.1555 | 0 | 0.72851 | 1.0706 | 0 | 0.14816
2018-10-11 | 4 | 12 | Winter: On-Peak |  | 57 | heating | 0.13432 | 0.91648 | 1.002 | 0.12336 | 4.2531 | 1.7901 | 4.112 | 0.12759 | 0 | 0.75911 | 1.0706 | 0 | 0.12336
2018-10-11 | 4 | 13 | Winter: On-Peak |  | 57 | heating | 0.13432 | 0.9004 | 1.002 | 0.12119 | 4.2531 | 1.7587 | 4.112 | 0.12535 | 0 | 0.79116 | 1.0706 | 0 | 0.12119
2018-10-11 | 4 | 14 | Winter: On-Peak |  | 59 | heating | 0.11293 | 0.86033 | 1.002 | 0.097357 | 4.3182 | 1.4344 | 4.2356 | 0.099257 | 0 | 0.84356 | 1.0706 | 0 | 0.097357
2018-10-11 | 4 | 15 | Winter: On-Peak |  | 59 | heating | 0.11293 | 0.85755 | 1.002 | 0.097042 | 4.3182 | 1.4298 | 4.2356 | 0.098935 | 0 | 0.96593 | 1.0706 | 0 | 0.097042
2018-10-11 | 4 | 16 | Winter: On-Peak |  | 57 | heating | 0.13432 | 0.88345 | 1.002 | 0.11891 | 4.2531 | 1.7256 | 4.112 | 0.12299 | 0 | 1.1649 | 1.0706 | 0 | 0.11891
2018-10-11 | 4 | 17 | Winter: On-Peak |  | 54 | heating | 0.16641 | 0.94026 | 1.002 | 0.15679 | 4.156 | 2.2233 | 3.9259 | 0.16598 | 0 | 1.3522 | 1.0706 | 0 | 0.15679
2018-10-11 | 4 | 18 | Winter: On-Peak |  | 48 | heating | 0.23059 | 0.98182 | 1.002 | 0.22686 | 3.9631 | 3.0676 | 3.5525 | 0.25308 | 0 | 1.5599 | 1.0706 | 0 | 0.22686
2018-10-11 | 4 | 19 | Winter: On-Peak |  | 46 | heating | 0.25198 | 0.98419 | 1.002 | 0.2485 | 3.8708 | 3.282 | 3.4229 | 0.28102 | 0 | 1.6764 | 1.0706 | 0 | 0.2485
2018-10-11 | 4 | 20 | Winter: On-Peak |  | 43 | heating | 0.28407 | 0.97072 | 1.002 | 0.27631 | 3.737 | 3.5232 | 3.2279 | 0.31989 | 0 | 1.5244 | 1.0706 | 0 | 0.27631
2018-10-11 | 4 | 21 | Winter: On-Peak |  | 43 | heating | 0.28407 | 0.95751 | 1.002 | 0.27255 | 3.737 | 3.4752 | 3.2279 | 0.31554 | 0 | 1.4449 | 1.0706 | 0 | 0.27255
2018-10-11 | 4 | 22 | Winter: On-Peak |  | 41 | heating | 0.30546 | 0.94265 | 1.002 | 0.28853 | 3.629 | 3.5726 | 3.0928 | 0.33856 | 0 | 1.2427 | 1.0706 | 0 | 0.28853
2018-10-11 | 4 | 23 | Winter: Off-Peak |  | 41 | heating | 0.30546 | 0.94451 | 1.002 | 0.2891 | 3.629 | 3.5797 | 3.0928 | 0.33922 | 0 | 1.0298 | 1.0706 | 0 | 0.2891
2018-10-12 | 5 | 0 | Winter: Off-Peak |  | 41 | heating | 0.30546 | 0.97482 | 1.0078 | 0.30009 | 3.629 | 3.7157 | 3.0928 | 0.35212 | 0 | 0.90669 | 1.1856 | 0 | 0.30009
2018-10-12 | 5 | 1 | Winter: Off-Peak |  | 37 | heating | 0.34824 | 1.0122 | 1.0078 | 0.35525 | 3.3551 | 4.0668 | 2.8034 | 0.42516 | 0 | 0.81803 | 1.1856 | 0 | 0.35525
2018-10-12 | 5 | 2 | Winter: Off-Peak |  | 39 | heating | 0.32685 | 1.051 | 1.0078 | 0.34619 | 3.4954 | 4.1287 | 2.9502 | 0.41017 | 0 | 0.74508 | 1.1856 | 0 | 0.34619
2018-10-12 | 5 | 3 | Winter: Off-Peak |  | 37 | heating | 0.34824 | 1.0924 | 1.0078 | 0.38339 | 3.3551 | 4.3889 | 2.8034 | 0.45883 | 0 | 0.69159 | 1.1856 | 0 | 0.38339
2018-10-12 | 5 | 4 | Winter: Off-Peak |  | 37 | heating | 0.34824 | 1.1348 | 1.0078 | 0.39828 | 3.3551 | 4.5593 | 2.8034 | 0.47665 | 0 | 0.64739 | 1.1856 | 0 | 0.39828
2018-10-12 | 5 | 5 | Winter: Off-Peak |  | 36 | heating | 0.35894 | 1.1636 | 1.0078 | 0.4209 | 3.2767 | 4.7058 | 2.7263 | 0.50587 | 0 | 0.7214 | 1.1856 | 0 | 0.4209
2018-10-12 | 5 | 6 | Winter: Off-Peak |  | 36 | heating | 0.35894 | 1.2084 | 1.0078 | 0.43712 | 3.2767 | 4.8871 | 2.7263 | 0.52537 | 0 | 0.87787 | 1.1856 | 0 | 0.43712
2018-10-12 | 5 | 7 | Winter: On-Peak |  | 37 | heating | 0.34824 | 1.1637 | 1.0078 | 0.40842 | 3.3551 | 4.6755 | 2.8034 | 0.4888 | 0 | 0.97331 | 1.1856 | 0 | 0.40842
2018-10-12 | 5 | 8 | Winter: On-Peak |  | 41 | heating | 0.30546 | 1.0942 | 1.0078 | 0.33684 | 3.629 | 4.1708 | 3.0928 | 0.39524 | 0 | 0.9494 | 1.1856 | 0 | 0.33684
2018-10-12 | 5 | 9 | Winter: On-Peak |  | 45 | heating | 0.26267 | 1.0343 | 1.0078 | 0.2738 | 3.8226 | 3.5711 | 3.3575 | 0.31173 | 0 | 0.84085 | 1.1856 | 0 | 0.2738
2018-10-12 | 5 | 10 | Winter: On-Peak |  | 48 | heating | 0.23059 | 0.98112 | 1.0078 | 0.228 | 3.9631 | 3.083 | 3.5525 | 0.25435 | 0 | 0.74504 | 1.1856 | 0 | 0.228
2018-10-12 | 5 | 11 | Winter: On-Peak |  | 52 | heating | 0.1878 | 0.94956 | 1.0078 | 0.17972 | 4.0951 | 2.5112 | 3.8021 | 0.19357 | 0 | 0.72851 | 1.1856 | 0 | 0.17972
2018-10-12 | 5 | 12 | Winter: On-Peak |  | 54 | heating | 0.16641 | 0.91648 | 1.0078 | 0.1537 | 4.156 | 2.1795 | 3.9259 | 0.16271 | 0 | 0.75911 | 1.1856 | 0 | 0.1537
2018-10-12 | 5 | 13 | Winter: On-Peak |  | 54 | heating | 0.16641 | 0.9004 | 1.0078 | 0.15101 | 4.156 | 2.1413 | 3.9259 | 0.15986 | 0 | 0.79116 | 1.1856 | 0 | 0.15101
2018-10-12 | 5 | 14 | Winter: On-Peak |  | 54 | heating | 0.16641 | 0.86033 | 1.0078 | 0.14429 | 4.156 | 2.046 | 3.9259 | 0.15274 | 0 | 0.84356 | 1.1856 | 0 | 0.14429
2018-10-12 | 5 | 15 | Winter: On-Peak |  | 54 | heating | 0.16641 | 0.85755 | 1.0078 | 0.14382 | 4.156 | 2.0394 | 3.9259 | 0.15225 | 0 | 0.96593 | 1.1856 | 0 | 0.14382
2018-10-12 | 5 | 16 | Winter: On-Peak |  | 52 | heating | 0.1878 | 0.88345 | 1.0078 | 0.16721 | 4.0951 | 2.3363 | 3.8021 | 0.1801 | 0 | 1.1649 | 1.1856 | 0 | 0.16721
2018-10-12 | 5 | 17 | Winter: On-Peak |  | 48 | heating | 0.23059 | 0.94026 | 1.0078 | 0.2185 | 3.9631 | 2.9546 | 3.5525 | 0.24376 | 0 | 1.3522 | 1.1856 | 0 | 0.2185
2018-10-12 | 5 | 18 | Winter: On-Peak |  | 46 | heating | 0.25198 | 0.98182 | 1.0078 | 0.24933 | 3.8708 | 3.293 | 3.4229 | 0.28196 | 0 | 1.5599 | 1.1856 | 0 | 0.24933
2018-10-12 | 5 | 19 | Winter: On-Peak |  | 43 | heating | 0.28407 | 0.98419 | 1.0078 | 0.28176 | 3.737 | 3.5926 | 3.2279 | 0.3262 | 0 | 1.6764 | 1.1856 | 0 | 0.28176
2018-10-12 | 5 | 20 | Winter: On-Peak |  | 39 | heating | 0.32685 | 0.97072 | 1.0078 | 0.31975 | 3.4954 | 3.8135 | 2.9502 | 0.37885 | 0 | 1.5244 | 1.1856 | 0 | 0.31975
2018-10-12 | 5 | 21 | Winter: On-Peak |  | 37 | heating | 0.34824 | 0.95751 | 1.0078 | 0.33605 | 3.3551 | 3.8469 | 2.8034 | 0.40217 | 0 | 1.4449 | 1.1856 | 0 | 0.33605
2018-10-12 | 5 | 22 | Winter: On-Peak |  | 36 | heating | 0.35894 | 0.94265 | 1.0078 | 0.34099 | 3.2767 | 3.8124 | 2.7263 | 0.40983 | 0 | 1.2427 | 1.1856 | 0 | 0.34099
2018-10-12 | 5 | 23 | Winter: Off-Peak |  | 36 | heating | 0.35894 | 0.94451 | 1.0078 | 0.34166 | 3.2767 | 3.8199 | 2.7263 | 0.41064 | 0 | 1.0298 | 1.1856 | 0 | 0.34166
2018-10-13 | 6 | 0 | Winter: Off-Peak |  | 34 | heating | 0.38033 | 0.97482 | 0.98855 | 0.3665 | 3.1618 | 3.9538 | 2.5824 | 0.44872 | 0 | 0.90669 | 1.0113 | 0 | 0.3665
2018-10-13 | 6 | 1 | Winter: Off-Peak |  | 34 | heating | 0.38033 | 1.0122 | 0.98855 | 0.38058 | 3.1618 | 4.1056 | 2.5824 | 0.46595 | 0 | 0.81803 | 1.0113 | 0 | 0.38058
2018-10-13 | 6 | 2 | Winter: Off-Peak |  | 34 | heating | 0.38033 | 1.051 | 0.98855 | 0.39514 | 3.1618 | 4.2627 | 2.5824 | 0.48378 | 0 | 0.74508 | 1.0113 | 0 | 0.39514
2018-10-13 | 6 | 3 | Winter: Off-Peak |  | 34 | heating | 0.38033 | 1.0924 | 0.98855 | 0.41071 | 3.1618 | 4.4308 | 2.5824 | 0.50285 | 0 | 0.69159 | 1.0113 | 0 | 0.41071
2018-10-13 | 6 | 4 | Winter: Off-Peak |  | 32 | heating | 0.40172 | 1.1348 | 0.98855 | 0.45066 | 3.1004 | 4.7673 | 2.4523 | 0.56976 | 0 | 0.64739 | 1.0113 | 0 | 0.45066
2018-10-13 | 6 | 5 | Winter: Off-Peak |  | 32 | heating | 0.40172 | 1.1636 | 0.98855 | 0.46207 | 3.1004 | 4.888 | 2.4523 | 0.58418 | 0 | 0.7214 | 1.0113 | 0 | 0.46207
2018-10-13 | 6 | 6 | Winter: Off-Peak |  | 30 | heating | 0.42311 | 1.2084 | 0.98855 | 0.50543 | 3.0748 | 5.3025 | 2.334 | 0.66584 | 0 | 0.87787 | 1.0113 | 0 | 0.50543
2018-10-13 | 6 | 7 | Winter: Off-Peak |  | 34 | heating | 0.38033 | 1.1637 | 0.98855 | 0.43753 | 3.1618 | 4.7201 | 2.5824 | 0.53569 | 0 | 0.97331 | 1.0113 | 0 | 0.43753
2018-10-13 | 6 | 8 | Winter: Off-Peak |  | 39 | heating | 0.32685 | 1.0942 | 0.98855 | 0.35354 | 3.4954 | 4.2164 | 2.9502 | 0.41888 | 0 | 0.9494 | 1.0113 | 0 | 0.35354
2018-10-13 | 6 | 9 | Winter: Off-Peak |  | 45 | heating | 0.26267 | 1.0343 | 0.98855 | 0.26857 | 3.8226 | 3.5029 | 3.3575 | 0.30577 | 0 | 0.84085 | 1.0113 | 0 | 0.26857
2018-10-13 | 6 | 10 | Winter: Off-Peak |  | 48 | heating | 0.23059 | 0.98112 | 0.98855 | 0.22364 | 3.9631 | 3.0241 | 3.5525 | 0.24949 | 0 | 0.74504 | 1.0113 | 0 | 0.22364
2018-10-13 | 6 | 11 | Winter: Off-Peak |  | 52 | heating | 0.1878 | 0.94956 | 0.98855 | 0.17629 | 4.0951 | 2.4632 | 3.8021 | 0.18987 | 0 | 0.72851 | 1.0113 | 0 | 0.17629
2018-10-13 | 6 | 12 | Winter: Off-Peak |  | 55 | heating | 0.15571 | 0.91648 | 0.98855 | 0.14108 | 4.1851 | 2.0145 | 3.9877 | 0.14806 | 0 | 0.75911 | 1.0113 | 0 | 0.14108
2018-10-13 | 6 | 13 | Winter: Off-Peak |  | 55 | heating | 0.15571 | 0.9004 | 0.98855 | 0.1386 | 4.1851 | 1.9792 | 3.9877 | 0.14546 | 0 | 0.79116 | 1.0113 | 0 | 0.1386
2018-10-13 | 6 | 14 | Winter: Off-Peak |  | 57 | heating | 0.13432 | 0.86033 | 0.98855 | 0.11424 | 4.2531 | 1.6578 | 4.112 | 0.11816 | 0 | 0.84356 | 1.0113 | 0 | 0.11424
2018-10-13 | 6 | 15 | Winter: Off-Peak |  | 57 | heating | 0.13432 | 0.85755 | 0.98855 | 0.11387 | 4.2531 | 1.6524 | 4.112 | 0.11778 | 0 | 0.96593 | 1.0113 | 0 | 0.11387
2018-10-13 | 6 | 16 | Winter: Off-Peak |  | 57 | heating | 0.13432 | 0.88345 | 0.98855 | 0.11731 | 4.2531 | 1.7023 | 4.112 | 0.12133 | 0 | 1.1649 | 1.0113 | 0 | 0.11731
2018-10-13 | 6 | 17 | Winter: Off-Peak |  | 52 | heating | 0.1878 | 0.94026 | 0.98855 | 0.17456 | 4.0951 | 2.439 | 3.8021 | 0.18801 | 0 | 1.3522 | 1.0113 | 0 | 0.17456
2018-10-13 | 6 | 18 | Winter: Off-Peak |  | 46 | heating | 0.25198 | 0.98182 | 0.98855 | 0.24456 | 3.8708 | 3.23 | 3.4229 | 0.27657 | 0 | 1.5599 | 1.0113 | 0 | 0.24456
2018-10-13 | 6 | 19 | Winter: Off-Peak |  | 45 | heating | 0.26267 | 0.98419 | 0.98855 | 0.25556 | 3.8226 | 3.3331 | 3.3575 | 0.29096 | 0 | 1.6764 | 1.0113 | 0 | 0.25556
2018-10-13 | 6 | 20 | Winter: Off-Peak |  | 43 | heating | 0.28407 | 0.97072 | 0.98855 | 0.27259 | 3.737 | 3.4757 | 3.2279 | 0.31558 | 0 | 1.5244 | 1.0113 | 0 | 0.27259
2018-10-13 | 6 | 21 | Winter: Off-Peak |  | 41 | heating | 0.30546 | 0.95751 | 0.98855 | 0.28913 | 3.629 | 3.5801 | 3.0928 | 0.33926 | 0 | 1.4449 | 1.0113 | 0 | 0.28913
2018-10-13 | 6 | 22 | Winter: Off-Peak |  | 39 | heating | 0.32685 | 0.94265 | 0.98855 | 0.30458 | 3.4954 | 3.6324 | 2.9502 | 0.36086 | 0 | 1.2427 | 1.0113 | 0 | 0.30458
2018-10-13 | 6 | 23 | Winter: Off-Peak |  | 39 | heating | 0.32685 | 0.94451 | 0.98855 | 0.30518 | 3.4954 | 3.6396 | 2.9502 | 0.36157 | 0 | 1.0298 | 1.0113 | 0 | 0.30518
2018-10-14 | 7 | 0 | Winter: Off-Peak |  | 39 | heating | 0.32685 | 0.97482 | 0.93761 | 0.29874 | 3.4954 | 3.5628 | 2.9502 | 0.35395 | 0 | 0.90669 | 1.0096 | 0 | 0.29874
2018-10-14 | 7 | 1 | Winter: Off-Peak |  | 37 | heating | 0.34824 | 1.0122 | 0.93761 | 0.33051 | 3.3551 | 3.7835 | 2.8034 | 0.39555 | 0 | 0.81803 | 1.0096 | 0 | 0.33051
2018-10-14 | 7 | 2 | Winter: Off-Peak |  | 37 | heating | 0.34824 | 1.051 | 0.93761 | 0.34316 | 3.3551 | 3.9283 | 2.8034 | 0.41068 | 0 | 0.74508 | 1.0096 | 0 | 0.34316
2018-10-14 | 7 | 3 | Winter: Off-Peak |  | 36 | heating | 0.35894 | 1.0924 | 0.93761 | 0.36764 | 3.2767 | 4.1103 | 2.7263 | 0.44186 | 0 | 0.69159 | 1.0096 | 0 | 0.36764
2018-10-14 | 7 | 4 | Winter: Off-Peak |  | 36 | heating | 0.35894 | 1.1348 | 0.93761 | 0.38192 | 3.2767 | 4.2699 | 2.7263 | 0.45902 | 0 | 0.64739 | 1.0096 | 0 | 0.38192
2018-10-14 | 7 | 5 | Winter: Off-Peak |  | 37 | heating | 0.34824 | 1.1636 | 0.93761 | 0.37992 | 3.3551 | 4.3491 | 2.8034 | 0.45468 | 0 | 0.7214 | 1.0096 | 0 | 0.37992
2018-10-14 | 7 | 6 | Winter: Off-Peak |  | 36 | heating | 0.35894 | 1.2084 | 0.93761 | 0.40667 | 3.2767 | 4.5467 | 2.7263 | 0.48877 | 0 | 0.87787 | 1.0096 | 0 | 0.40667
2018-10-14 | 7 | 7 | Winter: Off-Peak |  | 39 | heating | 0.32685 | 1.1637 | 0.93761 | 0.35664 | 3.4954 | 4.2533 | 2.9502 | 0.42254 | 0 | 0.97331 | 1.0096 | 0 | 0.35664
2018-10-14 | 7 | 8 | Winter: Off-Peak |  | 45 | heating | 0.26267 | 1.0942 | 0.93761 | 0.26948 | 3.8226 | 3.5147 | 3.3575 | 0.30681 | 0 | 0.9494 | 1.0096 | 0 | 0.26948
2018-10-14 | 7 | 9 | Winter: Off-Peak |  | 54 | heating | 0.16641 | 1.0343 | 0.93761 | 0.16138 | 4.156 | 2.2884 | 3.9259 | 0.17084 | 0 | 0.84085 | 1.0096 | 0 | 0.16138
2018-10-14 | 7 | 10 | Winter: Off-Peak |  | 59 | heating | 0.11293 | 0.98112 | 0.93761 | 0.10389 | 4.3182 | 1.5306 | 4.2356 | 0.10591 | 0 | 0.74504 | 1.0096 | 0 | 0.10389
2018-10-14 | 7 | 11 | Winter: Off-Peak |  | 61 | heating | 0.09154 | 0.94956 | 0.93761 | 0.081499 | 4.3818 | 1.2185 | 4.3586 | 0.081934 | 0 | 0.72851 | 1.0096 | 0 | 0.081499
2018-10-14 | 7 | 12 | Winter: Off-Peak |  | 61 | heating | 0.09154 | 0.91648 | 0.93761 | 0.07866 | 4.3818 | 1.176 | 4.3586 | 0.07908 | 0 | 0.75911 | 1.0096 | 0 | 0.07866
2018-10-14 | 7 | 13 | Winter: Off-Peak |  | 63 | heating | 0.070148 | 0.9004 | 0.93761 | 0.05922 | 4.3818 | 0.88539 | 4.3586 | 0 | 0 | 0.79116 | 1.0096 | 0 | 0.05922
2018-10-14 | 7 | 14 | Winter: Off-Peak |  | 59 | heating | 0.11293 | 0.86033 | 0.93761 | 0.091096 | 4.3182 | 1.3422 | 4.2356 | 0.092874 | 0 | 0.84356 | 1.0096 | 0 | 0.091096
2018-10-14 | 7 | 15 | Winter: Off-Peak |  | 57 | heating | 0.13432 | 0.85755 | 0.93761 | 0.108 | 4.2531 | 1.5673 | 4.112 | 0.11171 | 0 | 0.96593 | 1.0096 | 0 | 0.108
2018-10-14 | 7 | 16 | Winter: Off-Peak |  | 57 | heating | 0.13432 | 0.88345 | 0.93761 | 0.11126 | 4.2531 | 1.6146 | 4.112 | 0.11508 | 0 | 1.1649 | 1.0096 | 0 | 0.11126
2018-10-14 | 7 | 17 | Winter: Off-Peak |  | 55 | heating | 0.15571 | 0.94026 | 0.93761 | 0.13728 | 4.1851 | 1.9603 | 3.9877 | 0.14407 | 0 | 1.3522 | 1.0096 | 0 | 0.13728
2018-10-14 | 7 | 18 | Winter: Off-Peak |  | 54 | heating | 0.16641 | 0.98182 | 0.93761 | 0.15319 | 4.156 | 2.1723 | 3.9259 | 0.16217 | 0 | 1.5599 | 1.0096 | 0 | 0.15319
2018-10-14 | 7 | 19 | Winter: Off-Peak |  | 50 | heating | 0.20919 | 0.98419 | 0.93761 | 0.19304 | 4.0352 | 2.6578 | 3.6783 | 0.21177 | 0 | 1.6764 | 1.0096 | 0 | 0.19304
2018-10-14 | 7 | 20 | Winter: Off-Peak |  | 48 | heating | 0.23059 | 0.97072 | 0.93761 | 0.20987 | 3.9631 | 2.8378 | 3.5525 | 0.23412 | 0 | 1.5244 | 1.0096 | 0 | 0.20987
2018-10-14 | 7 | 21 | Winter: Off-Peak |  | 48 | heating | 0.23059 | 0.95751 | 0.93761 | 0.20701 | 3.9631 | 2.7992 | 3.5525 | 0.23094 | 0 | 1.4449 | 1.0096 | 0 | 0.20701
2018-10-14 | 7 | 22 | Winter: Off-Peak |  | 46 | heating | 0.25198 | 0.94265 | 0.93761 | 0.22271 | 3.8708 | 2.9414 | 3.4229 | 0.25185 | 0 | 1.2427 | 1.0096 | 0 | 0.22271
2018-10-14 | 7 | 23 | Winter: Off-Peak |  | 46 | heating | 0.25198 | 0.94451 | 0.93761 | 0.22315 | 3.8708 | 2.9472 | 3.4229 | 0.25235 | 0 | 1.0298 | 1.0096 | 0 | 0.22315
2018-10-15 | 1 | 0 | Winter: Off-Peak |  | 46 | heating | 0.25198 | 0.97482 | 1.0177 | 0.24999 | 3.8708 | 3.3016 | 3.4229 | 0.2827 | 0 | 0.90669 | 0.9441 | 0 | 0.24999
2018-10-15 | 1 | 1 | Winter: Off-Peak |  | 46 | heating | 0.25198 | 1.0122 | 1.0177 | 0.25958 | 3.8708 | 3.4284 | 3.4229 | 0.29356 | 0 | 0.81803 | 0.9441 | 0 | 0.25958
2018-10-15 | 1 | 2 | Winter: Off-Peak |  | 46 | heating | 0.25198 | 1.051 | 1.0177 | 0.26952 | 3.8708 | 3.5596 | 3.4229 | 0.30479 | 0 | 0.74508 | 0.9441 | 0 | 0.26952
2018-10-15 | 1 | 3 | Winter: Off-Peak |  | 45 | heating | 0.26267 | 1.0924 | 1.0177 | 0.29203 | 3.8226 | 3.8088 | 3.3575 | 0.33248 | 0 | 0.69159 | 0.9441 | 0 | 0.29203
2018-10-15 | 1 | 4 | Winter: Off-Peak |  | 45 | heating | 0.26267 | 1.1348 | 1.0177 | 0.30337 | 3.8226 | 3.9568 | 3.3575 | 0.3454 | 0 | 0.64739 | 0.9441 | 0 | 0.30337
2018-10-15 | 1 | 5 | Winter: Off-Peak |  | 45 | heating | 0.26267 | 1.1636 | 1.0177 | 0.31105 | 3.8226 | 4.0569 | 3.3575 | 0.35414 | 0 | 0.7214 | 0.9441 | 0 | 0.31105
2018-10-15 | 1 | 6 | Winter: Off-Peak |  | 45 | heating | 0.26267 | 1.2084 | 1.0177 | 0.32304 | 3.8226 | 4.2133 | 3.3575 | 0.36779 | 0 | 0.87787 | 0.9441 | 0 | 0.32304
2018-10-15 | 1 | 7 | Winter: On-Peak |  | 43 | heating | 0.28407 | 1.1637 | 1.0177 | 0.33644 | 3.737 | 4.2898 | 3.2279 | 0.3895 | 0 | 0.97331 | 0.9441 | 0 | 0.33644
2018-10-15 | 1 | 8 | Winter: On-Peak |  | 43 | heating | 0.28407 | 1.0942 | 1.0177 | 0.31633 | 3.737 | 4.0335 | 3.2279 | 0.36623 | 0 | 0.9494 | 0.9441 | 0 | 0.31633
2018-10-15 | 1 | 9 | Winter: On-Peak |  | 41 | heating | 0.30546 | 1.0343 | 1.0177 | 0.32153 | 3.629 | 3.9813 | 3.0928 | 0.37729 | 0 | 0.84085 | 0.9441 | 0 | 0.32153
2018-10-15 | 1 | 10 | Winter: On-Peak |  | 39 | heating | 0.32685 | 0.98112 | 1.0177 | 0.32636 | 3.4954 | 3.8923 | 2.9502 | 0.38668 | 0 | 0.74504 | 0.9441 | 0 | 0.32636
2018-10-15 | 1 | 11 | Winter: On-Peak |  | 37 | heating | 0.34824 | 0.94956 | 1.0177 | 0.33654 | 3.3551 | 3.8525 | 2.8034 | 0.40276 | 0 | 0.72851 | 0.9441 | 0 | 0.33654
2018-10-15 | 1 | 12 | Winter: On-Peak |  | 39 | heating | 0.32685 | 0.91648 | 1.0177 | 0.30486 | 3.4954 | 3.6358 | 2.9502 | 0.3612 | 0 | 0.75911 | 0.9441 | 0 | 0.30486
2018-10-15 | 1 | 13 | Winter: On-Peak |  | 37 | heating | 0.34824 | 0.9004 | 1.0177 | 0.31911 | 3.3551 | 3.6531 | 2.8034 | 0.38191 | 0 | 0.79116 | 0.9441 | 0 | 0.31911
2018-10-15 | 1 | 14 | Winter: On-Peak |  | 39 | heating | 0.32685 | 0.86033 | 1.0177 | 0.28618 | 3.4954 | 3.4131 | 2.9502 | 0.33907 | 0 | 0.84356 | 0.9441 | 0 | 0.28618
2018-10-15 | 1 | 15 | Winter: On-Peak |  | 41 | heating | 0.30546 | 0.85755 | 1.0177 | 0.26659 | 3.629 | 3.3009 | 3.0928 | 0.31281 | 0 | 0.96593 | 0.9441 | 0 | 0.26659
2018-10-15 | 1 | 16 | Winter: On-Peak |  | 41 | heating | 0.30546 | 0.88345 | 1.0177 | 0.27464 | 3.629 | 3.4006 | 3.0928 | 0.32226 | 0 | 1.1649 | 0.9441 | 0 | 0.27464
2018-10-15 | 1 | 17 | Winter: On-Peak |  | 39 | heating | 0.32685 | 0.94026 | 1.0177 | 0.31277 | 3.4954 | 3.7302 | 2.9502 | 0.37057 | 0 | 1.3522 | 0.9441 | 0 | 0.31277
2018-10-15 | 1 | 18 | Winter: On-Peak |  | 39 | heating | 0.32685 | 0.98182 | 1.0177 | 0.3266 | 3.4954 | 3.8951 | 2.9502 | 0.38695 | 0 | 1.5599 | 0.9441 | 0 | 0.3266
2018-10-15 | 1 | 19 | Winter: On-Peak |  | 37 | heating | 0.34824 | 0.98419 | 1.0177 | 0.34881 | 3.3551 | 3.993 | 2.8034 | 0.41745 | 0 | 1.6764 | 0.9441 | 0 | 0.34881
2018-10-15 | 1 | 20 | Winter: On-Peak |  | 37 | heating | 0.34824 | 0.97072 | 1.0177 | 0.34404 | 3.3551 | 3.9384 | 2.8034 | 0.41174 | 0 | 1.5244 | 0.9441 | 0 | 0.34404
2018-10-15 | 1 | 21 | Winter: On-Peak |  | 37 | heating | 0.34824 | 0.95751 | 1.0177 | 0.33936 | 3.3551 | 3.8848 | 2.8034 | 0.40614 | 0 | 1.4449 | 0.9441 | 0 | 0.33936
2018-10-15 | 1 | 22 | Winter: On-Peak |  | 37 | heating | 0.34824 | 0.94265 | 1.0177 | 0.33409 | 3.3551 | 3.8245 | 2.8034 | 0.39983 | 0 | 1.2427 | 0.9441 | 0 | 0.33409
2018-10-15 | 1 | 23 | Winter: Off-Peak |  | 39 | heating | 0.32685 | 0.94451 | 1.0177 | 0.31418 | 3.4954 | 3.747 | 2.9502 | 0.37225 | 0 | 1.0298 | 0.9441 | 0 | 0.31418
2018-10-16 | 2 | 0 | Winter: Off-Peak |  | 39 | heating | 0.32685 | 0.97482 | 1.02 | 0.32498 | 3.4954 | 3.8758 | 2.9502 | 0.38504 | 0 | 0.90669 | 0.83669 | 0 | 0.32498
2018-10-16 | 2 | 1 | Winter: Off-Peak |  | 39 | heating | 0.32685 | 1.0122 | 1.02 | 0.33746 | 3.4954 | 4.0246 | 2.9502 | 0.39982 | 0 | 0.81803 | 0.83669 | 0 | 0.33746
2018-10-16 | 2 | 2 | Winter: Off-Peak |  | 39 | heating | 0.32685 | 1.051 | 1.02 | 0.35037 | 3.4954 | 4.1786 | 2.9502 | 0.41512 | 0 | 0.74508 | 0.83669 | 0 | 0.35037
2018-10-16 | 2 | 3 | Winter: Off-Peak |  | 39 | heating | 0.32685 | 1.0924 | 1.02 | 0.36418 | 3.4954 | 4.3433 | 2.9502 | 0.43148 | 0 | 0.69159 | 0.83669 | 0 | 0.36418
2018-10-16 | 2 | 4 | Winter: Off-Peak |  | 41 | heating | 0.30546 | 1.1348 | 1.02 | 0.35356 | 3.629 | 4.3779 | 3.0928 | 0.41487 | 0 | 0.64739 | 0.83669 | 0 | 0.35356
2018-10-16 | 2 | 5 | Winter: Off-Peak |  | 41 | heating | 0.30546 | 1.1636 | 1.02 | 0.36251 | 3.629 | 4.4887 | 3.0928 | 0.42537 | 0 | 0.7214 | 0.83669 | 0 | 0.36251
2018-10-16 | 2 | 6 | Winter: Off-Peak |  | 41 | heating | 0.30546 | 1.2084 | 1.02 | 0.37648 | 3.629 | 4.6617 | 3.0928 | 0.44176 | 0 | 0.87787 | 0.83669 | 0 | 0.37648
2018-10-16 | 2 | 7 | Winter: On-Peak |  | 41 | heating | 0.30546 | 1.1637 | 1.02 | 0.36257 | 3.629 | 4.4894 | 3.0928 | 0.42544 | 0 | 0.97331 | 0.83669 | 0 | 0.36257
2018-10-16 | 2 | 8 | Winter: On-Peak |  | 41 | heating | 0.30546 | 1.0942 | 1.02 | 0.3409 | 3.629 | 4.2211 | 3.0928 | 0.40001 | 0 | 0.9494 | 0.83669 | 0 | 0.3409
2018-10-16 | 2 | 9 | Winter: On-Peak |  | 43 | heating | 0.28407 | 1.0343 | 1.02 | 0.29968 | 3.737 | 3.8211 | 3.2279 | 0.34694 | 0 | 0.84085 | 0.83669 | 0 | 0.29968
2018-10-16 | 2 | 10 | Winter: On-Peak |  | 45 | heating | 0.26267 | 0.98112 | 1.02 | 0.26286 | 3.8226 | 3.4284 | 3.3575 | 0.29927 | 0 | 0.74504 | 0.83669 | 0 | 0.26286
2018-10-16 | 2 | 11 | Winter: On-Peak |  | 45 | heating | 0.26267 | 0.94956 | 1.02 | 0.2544 | 3.8226 | 3.3181 | 3.3575 | 0.28964 | 0 | 0.72851 | 0.83669 | 0 | 0.2544
2018-10-16 | 2 | 12 | Winter: On-Peak |  | 43 | heating | 0.28407 | 0.91648 | 1.02 | 0.26554 | 3.737 | 3.3858 | 3.2279 | 0.30742 | 0 | 0.75911 | 0.83669 | 0 | 0.26554
2018-10-16 | 2 | 13 | Winter: On-Peak |  | 45 | heating | 0.26267 | 0.9004 | 1.02 | 0.24123 | 3.8226 | 3.1463 | 3.3575 | 0.27465 | 0 | 0.79116 | 0.83669 | 0 | 0.24123
2018-10-16 | 2 | 14 | Winter: On-Peak |  | 45 | heating | 0.26267 | 0.86033 | 1.02 | 0.2305 | 3.8226 | 3.0063 | 3.3575 | 0.26243 | 0 | 0.84356 | 0.83669 | 0 | 0.2305
2018-10-16 | 2 | 15 | Winter: On-Peak |  | 45 | heating | 0.26267 | 0.85755 | 1.02 | 0.22975 | 3.8226 | 2.9965 | 3.3575 | 0.26158 | 0 | 0.96593 | 0.83669 | 0 | 0.22975
2018-10-16 | 2 | 16 | Winter: On-Peak |  | 45 | heating | 0.26267 | 0.88345 | 1.02 | 0.23669 | 3.8226 | 3.0871 | 3.3575 | 0.26948 | 0 | 1.1649 | 0.83669 | 0 | 0.23669
2018-10-16 | 2 | 17 | Winter: On-Peak |  | 45 | heating | 0.26267 | 0.94026 | 1.02 | 0.25191 | 3.8226 | 3.2856 | 3.3575 | 0.28681 | 0 | 1.3522 | 0.83669 | 0 | 0.25191
2018-10-16 | 2 | 18 | Winter: On-Peak |  | 45 | heating | 0.26267 | 0.98182 | 1.02 | 0.26305 | 3.8226 | 3.4308 | 3.3575 | 0.29948 | 0 | 1.5599 | 0.83669 | 0 | 0.26305
2018-10-16 | 2 | 19 | Winter: On-Peak |  | 43 | heating | 0.28407 | 0.98419 | 1.02 | 0.28516 | 3.737 | 3.6359 | 3.2279 | 0.33013 | 0 | 1.6764 | 0.83669 | 0 | 0.28516
2018-10-16 | 2 | 20 | Winter: On-Peak |  | 43 | heating | 0.28407 | 0.97072 | 1.02 | 0.28125 | 3.737 | 3.5862 | 3.2279 | 0.32561 | 0 | 1.5244 | 0.83669 | 0 | 0.28125
2018-10-16 | 2 | 21 | Winter: On-Peak |  | 43 | heating | 0.28407 | 0.95751 | 1.02 | 0.27743 | 3.737 | 3.5374 | 3.2279 | 0.32118 | 0 | 1.4449 | 0.83669 | 0 | 0.27743
2018-10-16 | 2 | 22 | Winter: On-Peak |  | 43 | heating | 0.28407 | 0.94265 | 1.02 | 0.27312 | 3.737 | 3.4825 | 3.2279 | 0.3162 | 0 | 1.2427 | 0.83669 | 0 | 0.27312
2018-10-16 | 2 | 23 | Winter: Off-Peak |  | 41 | heating | 0.30546 | 0.94451 | 1.02 | 0.29427 | 3.629 | 3.6437 | 3.0928 | 0.34529 | 0 | 1.0298 | 0.83669 | 0 | 0.29427
2018-10-17 | 3 | 0 | Winter: Off-Peak |  | 39 | heating | 0.32685 | 0.97482 | 1.0263 | 0.327 | 3.4954 | 3.8998 | 2.9502 | 0.38743 | 0 | 0.90669 | 0.94211 | 0 | 0.327
2018-10-17 | 3 | 1 | Winter: Off-Peak |  | 37 | heating | 0.34824 | 1.0122 | 1.0263 | 0.36178 | 3.3551 | 4.1415 | 2.8034 | 0.43297 | 0 | 0.81803 | 0.94211 | 0 | 0.36178
2018-10-17 | 3 | 2 | Winter: Off-Peak |  | 36 | heating | 0.35894 | 1.051 | 1.0263 | 0.38715 | 3.2767 | 4.3284 | 2.7263 | 0.46531 | 0 | 0.74508 | 0.94211 | 0 | 0.38715
2018-10-17 | 3 | 3 | Winter: Off-Peak |  | 34 | heating | 0.38033 | 1.0924 | 1.0263 | 0.4264 | 3.1618 | 4.6 | 2.5824 | 0.52206 | 0 | 0.69159 | 0.94211 | 0 | 0.4264
2018-10-17 | 3 | 4 | Winter: Off-Peak |  | 34 | heating | 0.38033 | 1.1348 | 1.0263 | 0.44296 | 3.1618 | 4.7786 | 2.5824 | 0.54233 | 0 | 0.64739 | 0.94211 | 0 | 0.44296
2018-10-17 | 3 | 5 | Winter: Off-Peak |  | 32 | heating | 0.40172 | 1.1636 | 1.0263 | 0.47972 | 3.1004 | 5.0747 | 2.4523 | 0.6065 | 0 | 0.7214 | 0.94211 | 0 | 0.47972
2018-10-17 | 3 | 6 | Winter: Off-Peak |  | 30 | heating | 0.42311 | 1.2084 | 1.0263 | 0.52473 | 3.0748 | 5.505 | 2.334 | 0.69128 | 0 | 0.87787 | 0.94211 | 0 | 0.52473
2018-10-17 | 3 | 7 | Winter: On-Peak |  | 34 | heating | 0.38033 | 1.1637 | 1.0263 | 0.45425 | 3.1618 | 4.9004 | 2.5824 | 0.55615 | 0 | 0.97331 | 0.94211 | 0 | 0.45425
2018-10-17 | 3 | 8 | Winter: On-Peak |  | 39 | heating | 0.32685 | 1.0942 | 1.0263 | 0.36704 | 3.4954 | 4.3774 | 2.9502 | 0.43487 | 0 | 0.9494 | 0.94211 | 0 | 0.36704
2018-10-17 | 3 | 9 | Winter: On-Peak |  | 46 | heating | 0.25198 | 1.0343 | 1.0263 | 0.26748 | 3.8708 | 3.5326 | 3.4229 | 0.30248 | 0 | 0.84085 | 0.94211 | 0 | 0.26748
2018-10-17 | 3 | 10 | Winter: On-Peak |  | 48 | heating | 0.23059 | 0.98112 | 1.0263 | 0.23218 | 3.9631 | 3.1396 | 3.5525 | 0.25902 | 0 | 0.74504 | 0.94211 | 0 | 0.23218
2018-10-17 | 3 | 11 | Winter: On-Peak |  | 54 | heating | 0.16641 | 0.94956 | 1.0263 | 0.16217 | 4.156 | 2.2997 | 3.9259 | 0.17168 | 0 | 0.72851 | 0.94211 | 0 | 0.16217
2018-10-17 | 3 | 12 | Winter: On-Peak |  | 54 | heating | 0.16641 | 0.91648 | 1.0263 | 0.15652 | 4.156 | 2.2196 | 3.9259 | 0.1657 | 0 | 0.75911 | 0.94211 | 0 | 0.15652
2018-10-17 | 3 | 13 | Winter: On-Peak |  | 54 | heating | 0.16641 | 0.9004 | 1.0263 | 0.15378 | 4.156 | 2.1806 | 3.9259 | 0.16279 | 0 | 0.79116 | 0.94211 | 0 | 0.15378
2018-10-17 | 3 | 14 | Winter: On-Peak |  | 55 | heating | 0.15571 | 0.86033 | 1.0263 | 0.13749 | 4.1851 | 1.9633 | 3.9877 | 0.1443 | 0 | 0.84356 | 0.94211 | 0 | 0.13749
2018-10-17 | 3 | 15 | Winter: On-Peak |  | 55 | heating | 0.15571 | 0.85755 | 1.0263 | 0.13704 | 4.1851 | 1.9569 | 3.9877 | 0.14383 | 0 | 0.96593 | 0.94211 | 0 | 0.13704
2018-10-17 | 3 | 16 | Winter: On-Peak |  | 54 | heating | 0.16641 | 0.88345 | 1.0263 | 0.15088 | 4.156 | 2.1395 | 3.9259 | 0.15972 | 0 | 1.1649 | 0.94211 | 0 | 0.15088
2018-10-17 | 3 | 17 | Winter: On-Peak |  | 52 | heating | 0.1878 | 0.94026 | 1.0263 | 0.18123 | 4.0951 | 2.5322 | 3.8021 | 0.19519 | 0 | 1.3522 | 0.94211 | 0 | 0.18123
2018-10-17 | 3 | 18 | Winter: On-Peak |  | 50 | heating | 0.20919 | 0.98182 | 1.0263 | 0.21079 | 4.0352 | 2.9022 | 3.6783 | 0.23124 | 0 | 1.5599 | 0.94211 | 0 | 0.21079
2018-10-17 | 3 | 19 | Winter: On-Peak |  | 46 | heating | 0.25198 | 0.98419 | 1.0263 | 0.25452 | 3.8708 | 3.3615 | 3.4229 | 0.28783 | 0 | 1.6764 | 0.94211 | 0 | 0.25452
2018-10-17 | 3 | 20 | Winter: On-Peak |  | 52 | heating | 0.1878 | 0.97072 | 1.0263 | 0.1871 | 4.0951 | 2.6142 | 3.8021 | 0.20152 | 0 | 1.5244 | 0.94211 | 0 | 0.1871
2018-10-17 | 3 | 21 | Winter: On-Peak |  | 50 | heating | 0.20919 | 0.95751 | 1.0263 | 0.20557 | 4.0352 | 2.8304 | 3.6783 | 0.22552 | 0 | 1.4449 | 0.94211 | 0 | 0.20557
2018-10-17 | 3 | 22 | Winter: On-Peak |  | 48 | heating | 0.23059 | 0.94265 | 1.0263 | 0.22308 | 3.9631 | 3.0165 | 3.5525 | 0.24886 | 0 | 1.2427 | 0.94211 | 0 | 0.22308
2018-10-17 | 3 | 23 | Winter: Off-Peak |  | 46 | heating | 0.25198 | 0.94451 | 1.0263 | 0.24425 | 3.8708 | 3.2259 | 3.4229 | 0.27622 | 0 | 1.0298 | 0.94211 | 0 | 0.24425
2018-10-18 | 4 | 0 | Winter: Off-Peak |  | 45 | heating | 0.26267 | 0.97482 | 1.002 | 0.25658 | 3.8226 | 3.3465 | 3.3575 | 0.29212 | 0 | 0.90669 | 1.0706 | 0 | 0.25658
2018-10-18 | 4 | 1 | Winter: Off-Peak |  | 43 | heating | 0.28407 | 1.0122 | 1.002 | 0.28813 | 3.737 | 3.6739 | 3.2279 | 0.33358 | 0 | 0.81803 | 1.0706 | 0 | 0.28813
2018-10-18 | 4 | 2 | Winter: Off-Peak |  | 43 | heating | 0.28407 | 1.051 | 1.002 | 0.29915 | 3.737 | 3.8144 | 3.2279 | 0.34634 | 0 | 0.74508 | 1.0706 | 0 | 0.29915
2018-10-18 | 4 | 3 | Winter: Off-Peak |  | 43 | heating | 0.28407 | 1.0924 | 1.002 | 0.31095 | 3.737 | 3.9648 | 3.2279 | 0.35999 | 0 | 0.69159 | 1.0706 | 0 | 0.31095
2018-10-18 | 4 | 4 | Winter: Off-Peak |  | 41 | heating | 0.30546 | 1.1348 | 1.002 | 0.34735 | 3.629 | 4.301 | 3.0928 | 0.40758 | 0 | 0.64739 | 1.0706 | 0 | 0.34735
2018-10-18 | 4 | 5 | Winter: Off-Peak |  | 37 | heating | 0.34824 | 1.1636 | 1.002 | 0.40603 | 3.3551 | 4.648 | 2.8034 | 0.48593 | 0 | 0.7214 | 1.0706 | 0 | 0.40603
2018-10-18 | 4 | 6 | Winter: Off-Peak |  | 39 | heating | 0.32685 | 1.2084 | 1.002 | 0.39577 | 3.4954 | 4.72 | 2.9502 | 0.46891 | 0 | 0.87787 | 1.0706 | 0 | 0.39577
2018-10-18 | 4 | 7 | Winter: On-Peak |  | 37 | heating | 0.34824 | 1.1637 | 1.002 | 0.40609 | 3.3551 | 4.6488 | 2.8034 | 0.486 | 0 | 0.97331 | 1.0706 | 0 | 0.40609
2018-10-18 | 4 | 8 | Winter: On-Peak |  | 45 | heating | 0.26267 | 1.0942 | 1.002 | 0.288 | 3.8226 | 3.7563 | 3.3575 | 0.3279 | 0 | 0.9494 | 1.0706 | 0 | 0.288
2018-10-18 | 4 | 9 | Winter: On-Peak |  | 45 | heating | 0.26267 | 1.0343 | 1.002 | 0.27224 | 3.8226 | 3.5507 | 3.3575 | 0.30995 | 0 | 0.84085 | 1.0706 | 0 | 0.27224
2018-10-18 | 4 | 10 | Winter: On-Peak |  | 46 | heating | 0.25198 | 0.98112 | 1.002 | 0.24773 | 3.8708 | 3.2718 | 3.4229 | 0.28015 | 0 | 0.74504 | 1.0706 | 0 | 0.24773
2018-10-18 | 4 | 11 | Winter: On-Peak |  | 46 | heating | 0.25198 | 0.94956 | 1.002 | 0.23976 | 3.8708 | 3.1666 | 3.4229 | 0.27114 | 0 | 0.72851 | 1.0706 | 0 | 0.23976
2018-10-18 | 4 | 12 | Winter: On-Peak |  | 46 | heating | 0.25198 | 0.91648 | 1.002 | 0.23141 | 3.8708 | 3.0562 | 3.4229 | 0.26169 | 0 | 0.75911 | 1.0706 | 0 | 0.23141
2018-10-18 | 4 | 13 | Winter: On-Peak |  | 48 | heating | 0.23059 | 0.9004 | 1.002 | 0.20804 | 3.9631 | 2.8132 | 3.5525 | 0.23209 | 0 | 0.79116 | 1.0706 | 0 | 0.20804
2018-10-18 | 4 | 14 | Winter: On-Peak |  | 50 | heating | 0.20919 | 0.86033 | 1.002 | 0.18034 | 4.0352 | 2.483 | 3.6783 | 0.19784 | 0 | 0.84356 | 1.0706 | 0 | 0.18034
2018-10-18 | 4 | 15 | Winter: On-Peak |  | 50 | heating | 0.20919 | 0.85755 | 1.002 | 0.17976 | 4.0352 | 2.4749 | 3.6783 | 0.1972 | 0 | 0.96593 | 1.0706 | 0 | 0.17976
2018-10-18 | 4 | 16 | Winter: On-Peak |  | 48 | heating | 0.23059 | 0.88345 | 1.002 | 0.20413 | 3.9631 | 2.7602 | 3.5525 | 0.22772 | 0 | 1.1649 | 1.0706 | 0 | 0.20413
2018-10-18 | 4 | 17 | Winter: On-Peak |  | 46 | heating | 0.25198 | 0.94026 | 1.002 | 0.23741 | 3.8708 | 3.1355 | 3.4229 | 0.26848 | 0 | 1.3522 | 1.0706 | 0 | 0.23741
2018-10-18 | 4 | 18 | Winter: On-Peak |  | 43 | heating | 0.28407 | 0.98182 | 1.002 | 0.27947 | 3.737 | 3.5635 | 3.2279 | 0.32355 | 0 | 1.5599 | 1.0706 | 0 | 0.27947
2018-10-18 | 4 | 19 | Winter: On-Peak |  | 37 | heating | 0.34824 | 0.98419 | 1.002 | 0.34344 | 3.3551 | 3.9315 | 2.8034 | 0.41102 | 0 | 1.6764 | 1.0706 | 0 | 0.34344
2018-10-18 | 4 | 20 | Winter: On-Peak |  | 37 | heating | 0.34824 | 0.97072 | 1.002 | 0.33874 | 3.3551 | 3.8777 | 2.8034 | 0.40539 | 0 | 1.5244 | 1.0706 | 0 | 0.33874
2018-10-18 | 4 | 21 | Winter: On-Peak |  | 41 | heating | 0.30546 | 0.95751 | 1.002 | 0.29308 | 3.629 | 3.6289 | 3.0928 | 0.34389 | 0 | 1.4449 | 1.0706 | 0 | 0.29308
2018-10-18 | 4 | 22 | Winter: On-Peak |  | 43 | heating | 0.28407 | 0.94265 | 1.002 | 0.26832 | 3.737 | 3.4213 | 3.2279 | 0.31064 | 0 | 1.2427 | 1.0706 | 0 | 0.26832
2018-10-18 | 4 | 23 | Winter: Off-Peak |  | 39 | heating | 0.32685 | 0.94451 | 1.002 | 0.30934 | 3.4954 | 3.6893 | 2.9502 | 0.36651 | 0 | 1.0298 | 1.0706 | 0 | 0.30934
2018-10-19 | 5 | 0 | Winter: Off-Peak |  | 34 | heating | 0.38033 | 0.97482 | 1.0078 | 0.37364 | 3.1618 | 4.0308 | 2.5824 | 0.45746 | 0 | 0.90669 | 1.1856 | 0 | 0.37364
2018-10-19 | 5 | 1 | Winter: Off-Peak |  | 34 | heating | 0.38033 | 1.0122 | 1.0078 | 0.38799 | 3.1618 | 4.1856 | 2.5824 | 0.47503 | 0 | 0.81803 | 1.1856 | 0 | 0.38799
2018-10-19 | 5 | 2 | Winter: Off-Peak |  | 32 | heating | 0.40172 | 1.051 | 1.0078 | 0.42549 | 3.1004 | 4.501 | 2.4523 | 0.53794 | 0 | 0.74508 | 1.1856 | 0 | 0.42549
2018-10-19 | 5 | 3 | Winter: Off-Peak |  | 30 | heating | 0.42311 | 1.0924 | 1.0078 | 0.46582 | 3.0748 | 4.8869 | 2.334 | 0.61366 | 0 | 0.69159 | 1.1856 | 0 | 0.46582
2018-10-19 | 5 | 4 | Winter: Off-Peak |  | 30 | heating | 0.42311 | 1.1348 | 1.0078 | 0.48391 | 3.0748 | 5.0767 | 2.334 | 0.63749 | 0 | 0.64739 | 1.1856 | 0 | 0.48391
2018-10-19 | 5 | 5 | Winter: Off-Peak |  | 30 | heating | 0.42311 | 1.1636 | 1.0078 | 0.49616 | 3.0748 | 5.2052 | 2.334 | 0.65363 | 0 | 0.7214 | 1.1856 | 0 | 0.49616
2018-10-19 | 5 | 6 | Winter: Off-Peak |  | 32 | heating | 0.40172 | 1.2084 | 1.0078 | 0.48922 | 3.1004 | 5.1752 | 2.4523 | 0.61851 | 0 | 0.87787 | 1.1856 | 0 | 0.48922
2018-10-19 | 5 | 7 | Winter: On-Peak |  | 34 | heating | 0.38033 | 1.1637 | 1.0078 | 0.44606 | 3.1618 | 4.8121 | 2.5824 | 0.54612 | 0 | 0.97331 | 1.1856 | 0 | 0.44606
2018-10-19 | 5 | 8 | Winter: On-Peak |  | 37 | heating | 0.34824 | 1.0942 | 1.0078 | 0.38402 | 3.3551 | 4.3961 | 2.8034 | 0.45958 | 0 | 0.9494 | 1.1856 | 0 | 0.38402
2018-10-19 | 5 | 9 | Winter: On-Peak |  | 39 | heating | 0.32685 | 1.0343 | 1.0078 | 0.3407 | 3.4954 | 4.0632 | 2.9502 | 0.40366 | 0 | 0.84085 | 1.1856 | 0 | 0.3407
2018-10-19 | 5 | 10 | Winter: On-Peak |  | 45 | heating | 0.26267 | 0.98112 | 1.0078 | 0.25973 | 3.8226 | 3.3875 | 3.3575 | 0.2957 | 0 | 0.74504 | 1.1856 | 0 | 0.25973
2018-10-19 | 5 | 11 | Winter: On-Peak |  | 45 | heating | 0.26267 | 0.94956 | 1.0078 | 0.25137 | 3.8226 | 3.2785 | 3.3575 | 0.28619 | 0 | 0.72851 | 1.1856 | 0 | 0.25137
2018-10-19 | 5 | 12 | Winter: On-Peak |  | 45 | heating | 0.26267 | 0.91648 | 1.0078 | 0.24261 | 3.8226 | 3.1643 | 3.3575 | 0.27622 | 0 | 0.75911 | 1.1856 | 0 | 0.24261
2018-10-19 | 5 | 13 | Winter: On-Peak |  | 45 | heating | 0.26267 | 0.9004 | 1.0078 | 0.23836 | 3.8226 | 3.1088 | 3.3575 | 0.27137 | 0 | 0.79116 | 1.1856 | 0 | 0.23836
2018-10-19 | 5 | 14 | Winter: On-Peak |  | 48 | heating | 0.23059 | 0.86033 | 1.0078 | 0.19993 | 3.9631 | 2.7034 | 3.5525 | 0.22303 | 0 | 0.84356 | 1.1856 | 0 | 0.19993
2018-10-19 | 5 | 15 | Winter: On-Peak |  | 48 | heating | 0.23059 | 0.85755 | 1.0078 | 0.19928 | 3.9631 | 2.6947 | 3.5525 | 0.22231 | 0 | 0.96593 | 1.1856 | 0 | 0.19928
2018-10-19 | 5 | 16 | Winter: On-Peak |  | 50 | heating | 0.20919 | 0.88345 | 1.0078 | 0.18625 | 4.0352 | 2.5643 | 3.6783 | 0.20432 | 0 | 1.1649 | 1.1856 | 0 | 0.18625
2018-10-19 | 5 | 17 | Winter: On-Peak |  | 46 | heating | 0.25198 | 0.94026 | 1.0078 | 0.23877 | 3.8708 | 3.1535 | 3.4229 | 0.27002 | 0 | 1.3522 | 1.1856 | 0 | 0.23877
2018-10-19 | 5 | 18 | Winter: On-Peak |  | 46 | heating | 0.25198 | 0.98182 | 1.0078 | 0.24933 | 3.8708 | 3.293 | 3.4229 | 0.28196 | 0 | 1.5599 | 1.1856 | 0 | 0.24933
2018-10-19 | 5 | 19 | Winter: On-Peak |  | 43 | heating | 0.28407 | 0.98419 | 1.0078 | 0.28176 | 3.737 | 3.5926 | 3.2279 | 0.3262 | 0 | 1.6764 | 1.1856 | 0 | 0.28176
2018-10-19 | 5 | 20 | Winter: On-Peak |  | 41 | heating | 0.30546 | 0.97072 | 1.0078 | 0.29883 | 3.629 | 3.7001 | 3.0928 | 0.35064 | 0 | 1.5244 | 1.1856 | 0 | 0.29883
2018-10-19 | 5 | 21 | Winter: On-Peak |  | 39 | heating | 0.32685 | 0.95751 | 1.0078 | 0.3154 | 3.4954 | 3.7616 | 2.9502 | 0.37369 | 0 | 1.4449 | 1.1856 | 0 | 0.3154
2018-10-19 | 5 | 22 | Winter: On-Peak |  | 39 | heating | 0.32685 | 0.94265 | 1.0078 | 0.31051 | 3.4954 | 3.7032 | 2.9502 | 0.36789 | 0 | 1.2427 | 1.1856 | 0 | 0.31051
2018-10-19 | 5 | 23 | Winter: Off-Peak |  | 37 | heating | 0.34824 | 0.94451 | 1.0078 | 0.33148 | 3.3551 | 3.7947 | 2.8034 | 0.39671 | 0 | 1.0298 | 1.1856 | 0 | 0.33148
2018-10-20 | 6 | 0 | Winter: Off-Peak |  | 37 | heating | 0.34824 | 0.97482 | 0.98855 | 0.33558 | 3.3551 | 3.8416 | 2.8034 | 0.40162 | 0 | 0.90669 | 1.0113 | 0 | 0.33558
2018-10-20 | 6 | 1 | Winter: Off-Peak |  | 37 | heating | 0.34824 | 1.0122 | 0.98855 | 0.34847 | 3.3551 | 3.9891 | 2.8034 | 0.41704 | 0 | 0.81803 | 1.0113 | 0 | 0.34847
2018-10-20 | 6 | 2 | Winter: Off-Peak |  | 38 | heating | 0.33754 | 1.051 | 0.98855 | 0.35069 | 3.4252 | 4.0984 | 2.8768 | 0.41754 | 0 | 0.74508 | 1.0113 | 0 | 0.35069
2018-10-20 | 6 | 3 | Winter: Off-Peak |  | 38 | heating | 0.33754 | 1.0924 | 0.98855 | 0.36451 | 3.4252 | 4.26 | 2.8768 | 0.434 | 0 | 0.69159 | 1.0113 | 0 | 0.36451
2018-10-20 | 6 | 4 | Winter: Off-Peak |  | 37 | heating | 0.34824 | 1.1348 | 0.98855 | 0.39067 | 3.3551 | 4.4722 | 2.8034 | 0.46754 | 0 | 0.64739 | 1.0113 | 0 | 0.39067
2018-10-20 | 6 | 5 | Winter: Off-Peak |  | 37 | heating | 0.34824 | 1.1636 | 0.98855 | 0.40056 | 3.3551 | 4.5854 | 2.8034 | 0.47938 | 0 | 0.7214 | 1.0113 | 0 | 0.40056
2018-10-20 | 6 | 6 | Winter: Off-Peak |  | 36 | heating | 0.35894 | 1.2084 | 0.98855 | 0.42877 | 3.2767 | 4.7937 | 2.7263 | 0.51533 | 0 | 0.87787 | 1.0113 | 0 | 0.42877
2018-10-20 | 6 | 7 | Winter: Off-Peak |  | 37 | heating | 0.34824 | 1.1637 | 0.98855 | 0.40062 | 3.3551 | 4.5861 | 2.8034 | 0.47946 | 0 | 0.97331 | 1.0113 | 0 | 0.40062
2018-10-20 | 6 | 8 | Winter: Off-Peak |  | 43 | heating | 0.28407 | 1.0942 | 0.98855 | 0.30726 | 3.737 | 3.9178 | 3.2279 | 0.35573 | 0 | 0.9494 | 1.0113 | 0 | 0.30726
2018-10-20 | 6 | 9 | Winter: Off-Peak |  | 48 | heating | 0.23059 | 1.0343 | 0.98855 | 0.23576 | 3.9631 | 3.188 | 3.5525 | 0.26301 | 0 | 0.84085 | 1.0113 | 0 | 0.23576
2018-10-20 | 6 | 10 | Winter: Off-Peak |  | 54 | heating | 0.16641 | 0.98112 | 0.98855 | 0.1614 | 4.156 | 2.2887 | 3.9259 | 0.17086 | 0 | 0.74504 | 1.0113 | 0 | 0.1614
2018-10-20 | 6 | 11 | Winter: Off-Peak |  | 55 | heating | 0.15571 | 0.94956 | 0.98855 | 0.14617 | 4.1851 | 2.0872 | 3.9877 | 0.1534 | 0 | 0.72851 | 1.0113 | 0 | 0.14617
2018-10-20 | 6 | 12 | Winter: Off-Peak |  | 55 | heating | 0.15571 | 0.91648 | 0.98855 | 0.14108 | 4.1851 | 2.0145 | 3.9877 | 0.14806 | 0 | 0.75911 | 1.0113 | 0 | 0.14108
2018-10-20 | 6 | 13 | Winter: Off-Peak |  | 55 | heating | 0.15571 | 0.9004 | 0.98855 | 0.1386 | 4.1851 | 1.9792 | 3.9877 | 0.14546 | 0 | 0.79116 | 1.0113 | 0 | 0.1386
2018-10-20 | 6 | 14 | Winter: Off-Peak |  | 55 | heating | 0.15571 | 0.86033 | 0.98855 | 0.13243 | 4.1851 | 1.8911 | 3.9877 | 0.13899 | 0 | 0.84356 | 1.0113 | 0 | 0.13243
2018-10-20 | 6 | 15 | Winter: Off-Peak |  | 57 | heating | 0.13432 | 0.85755 | 0.98855 | 0.11387 | 4.2531 | 1.6524 | 4.112 | 0.11778 | 0 | 0.96593 | 1.0113 | 0 | 0.11387
2018-10-20 | 6 | 16 | Winter: Off-Peak |  | 55 | heating | 0.15571 | 0.88345 | 0.98855 | 0.13599 | 4.1851 | 1.9419 | 3.9877 | 0.14272 | 0 | 1.1649 | 1.0113 | 0 | 0.13599
2018-10-20 | 6 | 17 | Winter: Off-Peak |  | 50 | heating | 0.20919 | 0.94026 | 0.98855 | 0.19444 | 4.0352 | 2.6771 | 3.6783 | 0.21331 | 0 | 1.3522 | 1.0113 | 0 | 0.19444
2018-10-20 | 6 | 18 | Winter: Off-Peak |  | 46 | heating | 0.25198 | 0.98182 | 0.98855 | 0.24456 | 3.8708 | 3.23 | 3.4229 | 0.27657 | 0 | 1.5599 | 1.0113 | 0 | 0.24456
2018-10-20 | 6 | 19 | Winter: Off-Peak |  | 45 | heating | 0.26267 | 0.98419 | 0.98855 | 0.25556 | 3.8226 | 3.3331 | 3.3575 | 0.29096 | 0 | 1.6764 | 1.0113 | 0 | 0.25556
2018-10-20 | 6 | 20 | Winter: Off-Peak |  | 43 | heating | 0.28407 | 0.97072 | 0.98855 | 0.27259 | 3.737 | 3.4757 | 3.2279 | 0.31558 | 0 | 1.5244 | 1.0113 | 0 | 0.27259
2018-10-20 | 6 | 21 | Winter: Off-Peak |  | 41 | heating | 0.30546 | 0.95751 | 0.98855 | 0.28913 | 3.629 | 3.5801 | 3.0928 | 0.33926 | 0 | 1.4449 | 1.0113 | 0 | 0.28913
2018-10-20 | 6 | 22 | Winter: Off-Peak |  | 41 | heating | 0.30546 | 0.94265 | 0.98855 | 0.28464 | 3.629 | 3.5245 | 3.0928 | 0.334 | 0 | 1.2427 | 1.0113 | 0 | 0.28464
2018-10-20 | 6 | 23 | Winter: Off-Peak |  | 45 | heating | 0.26267 | 0.94451 | 0.98855 | 0.24526 | 3.8226 | 3.1988 | 3.3575 | 0.27923 | 0 | 1.0298 | 1.0113 | 0 | 0.24526
2018-10-21 | 7 | 0 | Winter: Off-Peak |  | 43 | heating | 0.28407 | 0.97482 | 0.93761 | 0.25963 | 3.737 | 3.3105 | 3.2279 | 0.30059 | 0 | 0.90669 | 1.0096 | 0 | 0.25963
2018-10-21 | 7 | 1 | Winter: Off-Peak |  | 45 | heating | 0.26267 | 1.0122 | 0.93761 | 0.2493 | 3.8226 | 3.2515 | 3.3575 | 0.28383 | 0 | 0.81803 | 1.0096 | 0 | 0.2493
2018-10-21 | 7 | 2 | Winter: Off-Peak |  | 45 | heating | 0.26267 | 1.051 | 0.93761 | 0.25884 | 3.8226 | 3.3759 | 3.3575 | 0.29469 | 0 | 0.74508 | 1.0096 | 0 | 0.25884
2018-10-21 | 7 | 3 | Winter: Off-Peak |  | 45 | heating | 0.26267 | 1.0924 | 0.93761 | 0.26904 | 3.8226 | 3.509 | 3.3575 | 0.30631 | 0 | 0.69159 | 1.0096 | 0 | 0.26904
2018-10-21 | 7 | 4 | Winter: Off-Peak |  | 46 | heating | 0.25198 | 1.1348 | 0.93761 | 0.26811 | 3.8708 | 3.541 | 3.4229 | 0.3032 | 0 | 0.64739 | 1.0096 | 0 | 0.26811
2018-10-21 | 7 | 5 | Winter: Off-Peak |  | 46 | heating | 0.25198 | 1.1636 | 0.93761 | 0.2749 | 3.8708 | 3.6307 | 3.4229 | 0.31087 | 0 | 0.7214 | 1.0096 | 0 | 0.2749
2018-10-21 | 7 | 6 | Winter: Off-Peak |  | 46 | heating | 0.25198 | 1.2084 | 0.93761 | 0.28549 | 3.8708 | 3.7706 | 3.4229 | 0.32285 | 0 | 0.87787 | 1.0096 | 0 | 0.28549
2018-10-21 | 7 | 7 | Winter: Off-Peak |  | 46 | heating | 0.25198 | 1.1637 | 0.93761 | 0.27494 | 3.8708 | 3.6312 | 3.4229 | 0.31092 | 0 | 0.97331 | 1.0096 | 0 | 0.27494
2018-10-21 | 7 | 8 | Winter: Off-Peak |  | 46 | heating | 0.25198 | 1.0942 | 0.93761 | 0.25851 | 3.8708 | 3.4142 | 3.4229 | 0.29234 | 0 | 0.9494 | 1.0096 | 0 | 0.25851
2018-10-21 | 7 | 9 | Winter: Off-Peak |  | 46 | heating | 0.25198 | 1.0343 | 0.93761 | 0.24436 | 3.8708 | 3.2273 | 3.4229 | 0.27634 | 0 | 0.84085 | 1.0096 | 0 | 0.24436
2018-10-21 | 7 | 10 | Winter: Off-Peak |  | 48 | heating | 0.23059 | 0.98112 | 0.93761 | 0.21212 | 3.9631 | 2.8683 | 3.5525 | 0.23663 | 0 | 0.74504 | 1.0096 | 0 | 0.21212
2018-10-21 | 7 | 11 | Winter: Off-Peak |  | 48 | heating | 0.23059 | 0.94956 | 0.93761 | 0.20529 | 3.9631 | 2.776 | 3.5525 | 0.22902 | 0 | 0.72851 | 1.0096 | 0 | 0.20529
2018-10-21 | 7 | 12 | Winter: Off-Peak |  | 45 | heating | 0.26267 | 0.91648 | 0.93761 | 0.22572 | 3.8226 | 2.9439 | 3.3575 | 0.25698 | 0 | 0.75911 | 1.0096 | 0 | 0.22572
2018-10-21 | 7 | 13 | Winter: Off-Peak |  | 46 | heating | 0.25198 | 0.9004 | 0.93761 | 0.21273 | 3.8708 | 2.8095 | 3.4229 | 0.24057 | 0 | 0.79116 | 1.0096 | 0 | 0.21273
2018-10-21 | 7 | 14 | Winter: Off-Peak |  | 46 | heating | 0.25198 | 0.86033 | 0.93761 | 0.20326 | 3.8708 | 2.6845 | 3.4229 | 0.22986 | 0 | 0.84356 | 1.0096 | 0 | 0.20326
2018-10-21 | 7 | 15 | Winter: Off-Peak |  | 48 | heating | 0.23059 | 0.85755 | 0.93761 | 0.1854 | 3.9631 | 2.507 | 3.5525 | 0.20683 | 0 | 0.96593 | 1.0096 | 0 | 0.1854
2018-10-21 | 7 | 16 | Winter: Off-Peak |  | 45 | heating | 0.26267 | 0.88345 | 0.93761 | 0.21758 | 3.8226 | 2.8378 | 3.3575 | 0.24772 | 0 | 1.1649 | 1.0096 | 0 | 0.21758
2018-10-21 | 7 | 17 | Winter: Off-Peak |  | 45 | heating | 0.26267 | 0.94026 | 0.93761 | 0.23157 | 3.8226 | 3.0203 | 3.3575 | 0.26365 | 0 | 1.3522 | 1.0096 | 0 | 0.23157
2018-10-21 | 7 | 18 | Winter: Off-Peak |  | 45 | heating | 0.26267 | 0.98182 | 0.93761 | 0.24181 | 3.8226 | 3.1538 | 3.3575 | 0.2753 | 0 | 1.5599 | 1.0096 | 0 | 0.24181
2018-10-21 | 7 | 19 | Winter: Off-Peak |  | 42 | heating | 0.29476 | 0.98419 | 0.93761 | 0.272 | 3.683 | 3.4181 | 3.1603 | 0.31699 | 0 | 1.6764 | 1.0096 | 0 | 0.272
2018-10-21 | 7 | 20 | Winter: Off-Peak |  | 40 | heating | 0.31615 | 0.97072 | 0.93761 | 0.28775 | 3.5622 | 3.4973 | 3.0215 | 0.33924 | 0 | 1.5244 | 1.0096 | 0 | 0.28775
2018-10-21 | 7 | 21 | Winter: Off-Peak |  | 40 | heating | 0.31615 | 0.95751 | 0.93761 | 0.28383 | 3.5622 | 3.4498 | 3.0215 | 0.33463 | 0 | 1.4449 | 1.0096 | 0 | 0.28383
2018-10-21 | 7 | 22 | Winter: Off-Peak |  | 39 | heating | 0.32685 | 0.94265 | 0.93761 | 0.28888 | 3.4954 | 3.4453 | 2.9502 | 0.34227 | 0 | 1.2427 | 1.0096 | 0 | 0.28888
2018-10-21 | 7 | 23 | Winter: Off-Peak |  | 38 | heating | 0.33754 | 0.94451 | 0.93761 | 0.29892 | 3.4252 | 3.4935 | 2.8768 | 0.35591 | 0 | 1.0298 | 1.0096 | 0 | 0.29892
2018-10-22 | 1 | 0 | Winter: Off-Peak |  | 38 | heating | 0.33754 | 0.97482 | 1.0177 | 0.33488 | 3.4252 | 3.9137 | 2.8768 | 0.39872 | 0 | 0.90669 | 0.9441 | 0 | 0.33488
2018-10-22 | 1 | 1 | Winter: Off-Peak |  | 38 | heating | 0.33754 | 1.0122 | 1.0177 | 0.34773 | 3.4252 | 4.0639 | 2.8768 | 0.41403 | 0 | 0.81803 | 0.9441 | 0 | 0.34773
2018-10-22 | 1 | 2 | Winter: Off-Peak |  | 37 | heating | 0.34824 | 1.051 | 1.0177 | 0.37248 | 3.3551 | 4.264 | 2.8034 | 0.44578 | 0 | 0.74508 | 0.9441 | 0 | 0.37248
2018-10-22 | 1 | 3 | Winter: Off-Peak |  | 36 | heating | 0.35894 | 1.0924 | 1.0177 | 0.39905 | 3.2767 | 4.4615 | 2.7263 | 0.47962 | 0 | 0.69159 | 0.9441 | 0 | 0.39905
2018-10-22 | 1 | 4 | Winter: Off-Peak |  | 36 | heating | 0.35894 | 1.1348 | 1.0177 | 0.41455 | 3.2767 | 4.6348 | 2.7263 | 0.49824 | 0 | 0.64739 | 0.9441 | 0 | 0.41455
2018-10-22 | 1 | 5 | Winter: Off-Peak |  | 35 | heating | 0.36963 | 1.1636 | 1.0177 | 0.43771 | 3.1983 | 4.7766 | 2.6492 | 0.52844 | 0 | 0.7214 | 0.9441 | 0 | 0.43771
2018-10-22 | 1 | 6 | Winter: Off-Peak |  | 35 | heating | 0.36963 | 1.2084 | 1.0177 | 0.45458 | 3.1983 | 4.9607 | 2.6492 | 0.5488 | 0 | 0.87787 | 0.9441 | 0 | 0.45458
2018-10-22 | 1 | 7 | Winter: On-Peak |  | 36 | heating | 0.35894 | 1.1637 | 1.0177 | 0.42511 | 3.2767 | 4.7528 | 2.7263 | 0.51094 | 0 | 0.97331 | 0.9441 | 0 | 0.42511
2018-10-22 | 1 | 8 | Winter: On-Peak |  | 38 | heating | 0.33754 | 1.0942 | 1.0177 | 0.37589 | 3.4252 | 4.3929 | 2.8768 | 0.44755 | 0 | 0.9494 | 0.9441 | 0 | 0.37589
2018-10-22 | 1 | 9 | Winter: On-Peak |  | 39 | heating | 0.32685 | 1.0343 | 1.0177 | 0.34405 | 3.4954 | 4.1032 | 2.9502 | 0.40763 | 0 | 0.84085 | 0.9441 | 0 | 0.34405
2018-10-22 | 1 | 10 | Winter: On-Peak |  | 40 | heating | 0.31615 | 0.98112 | 1.0177 | 0.31568 | 3.5622 | 3.8369 | 3.0215 | 0.37218 | 0 | 0.74504 | 0.9441 | 0 | 0.31568
2018-10-22 | 1 | 11 | Winter: On-Peak |  | 41 | heating | 0.30546 | 0.94956 | 1.0177 | 0.29519 | 3.629 | 3.6551 | 3.0928 | 0.34637 | 0 | 0.72851 | 0.9441 | 0 | 0.29519
2018-10-22 | 1 | 12 | Winter: On-Peak |  | 42 | heating | 0.29476 | 0.91648 | 1.0177 | 0.27493 | 3.683 | 3.4549 | 3.1603 | 0.3204 | 0 | 0.75911 | 0.9441 | 0 | 0.27493
2018-10-22 | 1 | 13 | Winter: On-Peak |  | 42 | heating | 0.29476 | 0.9004 | 1.0177 | 0.27011 | 3.683 | 3.3943 | 3.1603 | 0.31478 | 0 | 0.79116 | 0.9441 | 0 | 0.27011
2018-10-22 | 1 | 14 | Winter: On-Peak |  | 44 | heating | 0.27337 | 0.86033 | 1.0177 | 0.23936 | 3.7798 | 3.0869 | 3.2927 | 0.27477 | 0 | 0.84356 | 0.9441 | 0 | 0.23936
2018-10-22 | 1 | 15 | Winter: On-Peak |  | 44 | heating | 0.27337 | 0.85755 | 1.0177 | 0.23858 | 3.7798 | 3.0769 | 3.2927 | 0.27388 | 0 | 0.96593 | 0.9441 | 0 | 0.23858
2018-10-22 | 1 | 16 | Winter: On-Peak |  | 41 | heating | 0.30546 | 0.88345 | 1.0177 | 0.27464 | 3.629 | 3.4006 | 3.0928 | 0.32226 | 0 | 1.1649 | 0.9441 | 0 | 0.27464
2018-10-22 | 1 | 17 | Winter: On-Peak |  | 41 | heating | 0.30546 | 0.94026 | 1.0177 | 0.2923 | 3.629 | 3.6193 | 3.0928 | 0.34298 | 0 | 1.3522 | 0.9441 | 0 | 0.2923
2018-10-22 | 1 | 18 | Winter: On-Peak |  | 39 | heating | 0.32685 | 0.98182 | 1.0177 | 0.3266 | 3.4954 | 3.8951 | 2.9502 | 0.38695 | 0 | 1.5599 | 0.9441 | 0 | 0.3266
2018-10-22 | 1 | 19 | Winter: On-Peak |  | 37 | heating | 0.34824 | 0.98419 | 1.0177 | 0.34881 | 3.3551 | 3.993 | 2.8034 | 0.41745 | 0 | 1.6764 | 0.9441 | 0 | 0.34881
2018-10-22 | 1 | 20 | Winter: On-Peak |  | 37 | heating | 0.34824 | 0.97072 | 1.0177 | 0.34404 | 3.3551 | 3.9384 | 2.8034 | 0.41174 | 0 | 1.5244 | 0.9441 | 0 | 0.34404
2018-10-22 | 1 | 21 | Winter: On-Peak |  | 37 | heating | 0.34824 | 0.95751 | 1.0177 | 0.33936 | 3.3551 | 3.8848 | 2.8034 | 0.40614 | 0 | 1.4449 | 0.9441 | 0 | 0.33936
2018-10-22 | 1 | 22 | Winter: On-Peak |  | 37 | heating | 0.34824 | 0.94265 | 1.0177 | 0.33409 | 3.3551 | 3.8245 | 2.8034 | 0.39983 | 0 | 1.2427 | 0.9441 | 0 | 0.33409
2018-10-22 | 1 | 23 | Winter: Off-Peak |  | 37 | heating | 0.34824 | 0.94451 | 1.0177 | 0.33475 | 3.3551 | 3.832 | 2.8034 | 0.40062 | 0 | 1.0298 | 0.9441 | 0 | 0.33475
2018-10-23 | 2 | 0 | Winter: Off-Peak |  | 36 | heating | 0.35894 | 0.97482 | 1.02 | 0.35688 | 3.2767 | 3.99 | 2.7263 | 0.42893 | 0 | 0.90669 | 0.83669 | 0 | 0.35688
2018-10-23 | 2 | 1 | Winter: Off-Peak |  | 32 | heating | 0.40172 | 1.0122 | 1.02 | 0.41476 | 3.1004 | 4.3875 | 2.4523 | 0.52437 | 0 | 0.81803 | 0.83669 | 0 | 0.41476
2018-10-23 | 2 | 2 | Winter: Off-Peak |  | 30 | heating | 0.42311 | 1.051 | 1.02 | 0.45356 | 3.0748 | 4.7583 | 2.334 | 0.59751 | 0 | 0.74508 | 0.83669 | 0 | 0.45356
2018-10-23 | 2 | 3 | Winter: Off-Peak |  | 32 | heating | 0.40172 | 1.0924 | 1.02 | 0.4476 | 3.1004 | 4.7349 | 2.4523 | 0.56589 | 0 | 0.69159 | 0.83669 | 0 | 0.4476
2018-10-23 | 2 | 4 | Winter: Off-Peak |  | 30 | heating | 0.42311 | 1.1348 | 1.02 | 0.48975 | 3.0748 | 5.138 | 2.334 | 0.64519 | 0 | 0.64739 | 0.83669 | 0 | 0.48975
2018-10-23 | 2 | 5 | Winter: Off-Peak |  | 32 | heating | 0.40172 | 1.1636 | 1.02 | 0.47676 | 3.1004 | 5.0433 | 2.4523 | 0.60275 | 0 | 0.7214 | 0.83669 | 0 | 0.47676
2018-10-23 | 2 | 6 | Winter: Off-Peak |  | 32 | heating | 0.40172 | 1.2084 | 1.02 | 0.49513 | 3.1004 | 5.2377 | 2.4523 | 0.62598 | 0 | 0.87787 | 0.83669 | 0 | 0.49513
2018-10-23 | 2 | 7 | Winter: On-Peak |  | 34 | heating | 0.38033 | 1.1637 | 1.02 | 0.45144 | 3.1618 | 4.8701 | 2.5824 | 0.55271 | 0 | 0.97331 | 0.83669 | 0 | 0.45144
2018-10-23 | 2 | 8 | Winter: On-Peak |  | 34 | heating | 0.38033 | 1.0942 | 1.02 | 0.42446 | 3.1618 | 4.5791 | 2.5824 | 0.51968 | 0 | 0.9494 | 0.83669 | 0 | 0.42446
2018-10-23 | 2 | 9 | Winter: On-Peak |  | 36 | heating | 0.35894 | 1.0343 | 1.02 | 0.37866 | 3.2767 | 4.2335 | 2.7263 | 0.4551 | 0 | 0.84085 | 0.83669 | 0 | 0.37866
2018-10-23 | 2 | 10 | Winter: On-Peak |  | 39 | heating | 0.32685 | 0.98112 | 1.02 | 0.32708 | 3.4954 | 3.9008 | 2.9502 | 0.38753 | 0 | 0.74504 | 0.83669 | 0 | 0.32708
2018-10-23 | 2 | 11 | Winter: On-Peak |  | 39 | heating | 0.32685 | 0.94956 | 1.02 | 0.31656 | 3.4954 | 3.7754 | 2.9502 | 0.37506 | 0 | 0.72851 | 0.83669 | 0 | 0.31656
2018-10-23 | 2 | 12 | Winter: On-Peak |  | 43 | heating | 0.28407 | 0.91648 | 1.02 | 0.26554 | 3.737 | 3.3858 | 3.2279 | 0.30742 | 0 | 0.75911 | 0.83669 | 0 | 0.26554
2018-10-23 | 2 | 13 | Winter: On-Peak |  | 45 | heating | 0.26267 | 0.9004 | 1.02 | 0.24123 | 3.8226 | 3.1463 | 3.3575 | 0.27465 | 0 | 0.79116 | 0.83669 | 0 | 0.24123
2018-10-23 | 2 | 14 | Winter: On-Peak |  | 45 | heating | 0.26267 | 0.86033 | 1.02 | 0.2305 | 3.8226 | 3.0063 | 3.3575 | 0.26243 | 0 | 0.84356 | 0.83669 | 0 | 0.2305
2018-10-23 | 2 | 15 | Winter: On-Peak |  | 46 | heating | 0.25198 | 0.85755 | 1.02 | 0.2204 | 3.8708 | 2.9108 | 3.4229 | 0.24924 | 0 | 0.96593 | 0.83669 | 0 | 0.2204
2018-10-23 | 2 | 16 | Winter: On-Peak |  | 46 | heating | 0.25198 | 0.88345 | 1.02 | 0.22705 | 3.8708 | 2.9988 | 3.4229 | 0.25677 | 0 | 1.1649 | 0.83669 | 0 | 0.22705
2018-10-23 | 2 | 17 | Winter: On-Peak |  | 43 | heating | 0.28407 | 0.94026 | 1.02 | 0.27243 | 3.737 | 3.4736 | 3.2279 | 0.3154 | 0 | 1.3522 | 0.83669 | 0 | 0.27243
2018-10-23 | 2 | 18 | Winter: On-Peak |  | 37 | heating | 0.34824 | 0.98182 | 1.02 | 0.34874 | 3.3551 | 3.9922 | 2.8034 | 0.41736 | 0 | 1.5599 | 0.83669 | 0 | 0.34874
2018-10-23 | 2 | 19 | Winter: On-Peak |  | 36 | heating | 0.35894 | 0.98419 | 1.02 | 0.36031 | 3.2767 | 4.0284 | 2.7263 | 0.43305 | 0 | 1.6764 | 0.83669 | 0 | 0.36031
2018-10-23 | 2 | 20 | Winter: On-Peak |  | 34 | heating | 0.38033 | 0.97072 | 1.02 | 0.37656 | 3.1618 | 4.0624 | 2.5824 | 0.46104 | 0 | 1.5244 | 0.83669 | 0 | 0.37656
2018-10-23 | 2 | 21 | Winter: On-Peak |  | 34 | heating | 0.38033 | 0.95751 | 1.02 | 0.37144 | 3.1618 | 4.0071 | 2.5824 | 0.45477 | 0 | 1.4449 | 0.83669 | 0 | 0.37144
2018-10-23 | 2 | 22 | Winter: On-Peak |  | 32 | heating | 0.40172 | 0.94265 | 1.02 | 0.38624 | 3.1004 | 4.0858 | 2.4523 | 0.48832 | 0 | 1.2427 | 0.83669 | 0 | 0.38624
2018-10-23 | 2 | 23 | Winter: Off-Peak |  | 34 | heating | 0.38033 | 0.94451 | 1.02 | 0.36639 | 3.1618 | 3.9527 | 2.5824 | 0.44859 | 0 | 1.0298 | 0.83669 | 0 | 0.36639
2018-10-24 | 3 | 0 | Winter: Off-Peak |  | 34 | heating | 0.38033 | 0.97482 | 1.0263 | 0.3805 | 3.1618 | 4.1048 | 2.5824 | 0.46586 | 0 | 0.90669 | 0.94211 | 0 | 0.3805
2018-10-24 | 3 | 1 | Winter: Off-Peak |  | 34 | heating | 0.38033 | 1.0122 | 1.0263 | 0.39511 | 3.1618 | 4.2624 | 2.5824 | 0.48375 | 0 | 0.81803 | 0.94211 | 0 | 0.39511
2018-10-24 | 3 | 2 | Winter: Off-Peak |  | 36 | heating | 0.35894 | 1.051 | 1.0263 | 0.38715 | 3.2767 | 4.3284 | 2.7263 | 0.46531 | 0 | 0.74508 | 0.94211 | 0 | 0.38715
2018-10-24 | 3 | 3 | Winter: Off-Peak |  | 36 | heating | 0.35894 | 1.0924 | 1.0263 | 0.40242 | 3.2767 | 4.4991 | 2.7263 | 0.48366 | 0 | 0.69159 | 0.94211 | 0 | 0.40242
2018-10-24 | 3 | 4 | Winter: Off-Peak |  | 36 | heating | 0.35894 | 1.1348 | 1.0263 | 0.41805 | 3.2767 | 4.6738 | 2.7263 | 0.50244 | 0 | 0.64739 | 0.94211 | 0 | 0.41805
2018-10-24 | 3 | 5 | Winter: Off-Peak |  | 36 | heating | 0.35894 | 1.1636 | 1.0263 | 0.42863 | 3.2767 | 4.7921 | 2.7263 | 0.51516 | 0 | 0.7214 | 0.94211 | 0 | 0.42863
2018-10-24 | 3 | 6 | Winter: Off-Peak |  | 36 | heating | 0.35894 | 1.2084 | 1.0263 | 0.44514 | 3.2767 | 4.9768 | 2.7263 | 0.53501 | 0 | 0.87787 | 0.94211 | 0 | 0.44514
2018-10-24 | 3 | 7 | Winter: On-Peak |  | 37 | heating | 0.34824 | 1.1637 | 1.0263 | 0.41592 | 3.3551 | 4.7613 | 2.8034 | 0.49777 | 0 | 0.97331 | 0.94211 | 0 | 0.41592
2018-10-24 | 3 | 8 | Winter: On-Peak |  | 39 | heating | 0.32685 | 1.0942 | 1.0263 | 0.36704 | 3.4954 | 4.3774 | 2.9502 | 0.43487 | 0 | 0.9494 | 0.94211 | 0 | 0.36704
2018-10-24 | 3 | 9 | Winter: On-Peak |  | 39 | heating | 0.32685 | 1.0343 | 1.0263 | 0.34695 | 3.4954 | 4.1378 | 2.9502 | 0.41107 | 0 | 0.84085 | 0.94211 | 0 | 0.34695
2018-10-24 | 3 | 10 | Winter: On-Peak |  | 39 | heating | 0.32685 | 0.98112 | 1.0263 | 0.32911 | 3.4954 | 3.9251 | 2.9502 | 0.38994 | 0 | 0.74504 | 0.94211 | 0 | 0.32911
2018-10-24 | 3 | 11 | Winter: On-Peak |  | 43 | heating | 0.28407 | 0.94956 | 1.0263 | 0.27683 | 3.737 | 3.5298 | 3.2279 | 0.3205 | 0 | 0.72851 | 0.94211 | 0 | 0.27683
2018-10-24 | 3 | 12 | Winter: On-Peak |  | 41 | heating | 0.30546 | 0.91648 | 1.0263 | 0.28731 | 3.629 | 3.5575 | 3.0928 | 0.33713 | 0 | 0.75911 | 0.94211 | 0 | 0.28731
2018-10-24 | 3 | 13 | Winter: On-Peak |  | 43 | heating | 0.28407 | 0.9004 | 1.0263 | 0.2625 | 3.737 | 3.3471 | 3.2279 | 0.3039 | 0 | 0.79116 | 0.94211 | 0 | 0.2625
2018-10-24 | 3 | 14 | Winter: On-Peak |  | 43 | heating | 0.28407 | 0.86033 | 1.0263 | 0.25082 | 3.737 | 3.1981 | 3.2279 | 0.29038 | 0 | 0.84356 | 0.94211 | 0 | 0.25082
2018-10-24 | 3 | 15 | Winter: On-Peak |  | 43 | heating | 0.28407 | 0.85755 | 1.0263 | 0.25001 | 3.737 | 3.1878 | 3.2279 | 0.28944 | 0 | 0.96593 | 0.94211 | 0 | 0.25001
2018-10-24 | 3 | 16 | Winter: On-Peak |  | 43 | heating | 0.28407 | 0.88345 | 1.0263 | 0.25756 | 3.737 | 3.2841 | 3.2279 | 0.29818 | 0 | 1.1649 | 0.94211 | 0 | 0.25756
2018-10-24 | 3 | 17 | Winter: On-Peak |  | 43 | heating | 0.28407 | 0.94026 | 1.0263 | 0.27412 | 3.737 | 3.4952 | 3.2279 | 0.31736 | 0 | 1.3522 | 0.94211 | 0 | 0.27412
2018-10-24 | 3 | 18 | Winter: On-Peak |  | 43 | heating | 0.28407 | 0.98182 | 1.0263 | 0.28624 | 3.737 | 3.6497 | 3.2279 | 0.33139 | 0 | 1.5599 | 0.94211 | 0 | 0.28624
2018-10-24 | 3 | 19 | Winter: On-Peak |  | 45 | heating | 0.26267 | 0.98419 | 1.0263 | 0.26532 | 3.8226 | 3.4605 | 3.3575 | 0.30207 | 0 | 1.6764 | 0.94211 | 0 | 0.26532
2018-10-24 | 3 | 20 | Winter: On-Peak |  | 45 | heating | 0.26267 | 0.97072 | 1.0263 | 0.26169 | 3.8226 | 3.4131 | 3.3575 | 0.29794 | 0 | 1.5244 | 0.94211 | 0 | 0.26169
2018-10-24 | 3 | 21 | Winter: On-Peak |  | 43 | heating | 0.28407 | 0.95751 | 1.0263 | 0.27915 | 3.737 | 3.5594 | 3.2279 | 0.32318 | 0 | 1.4449 | 0.94211 | 0 | 0.27915
2018-10-24 | 3 | 22 | Winter: On-Peak |  | 43 | heating | 0.28407 | 0.94265 | 1.0263 | 0.27482 | 3.737 | 3.5041 | 3.2279 | 0.31817 | 0 | 1.2427 | 0.94211 | 0 | 0.27482
2018-10-24 | 3 | 23 | Winter: Off-Peak |  | 43 | heating | 0.28407 | 0.94451 | 1.0263 | 0.27536 | 3.737 | 3.511 | 3.2279 | 0.31879 | 0 | 1.0298 | 0.94211 | 0 | 0.27536
2018-10-25 | 4 | 0 | Winter: Off-Peak |  | 45 | heating | 0.26267 | 0.97482 | 1.002 | 0.25658 | 3.8226 | 3.3465 | 3.3575 | 0.29212 | 0 | 0.90669 | 1.0706 | 0 | 0.25658
2018-10-25 | 4 | 1 | Winter: Off-Peak |  | 45 | heating | 0.26267 | 1.0122 | 1.002 | 0.26643 | 3.8226 | 3.475 | 3.3575 | 0.30334 | 0 | 0.81803 | 1.0706 | 0 | 0.26643
2018-10-25 | 4 | 2 | Winter: Off-Peak |  | 45 | heating | 0.26267 | 1.051 | 1.002 | 0.27663 | 3.8226 | 3.6079 | 3.3575 | 0.31494 | 0 | 0.74508 | 1.0706 | 0 | 0.27663
2018-10-25 | 4 | 3 | Winter: Off-Peak |  | 45 | heating | 0.26267 | 1.0924 | 1.002 | 0.28753 | 3.8226 | 3.7502 | 3.3575 | 0.32736 | 0 | 0.69159 | 1.0706 | 0 | 0.28753
2018-10-25 | 4 | 4 | Winter: Off-Peak |  | 45 | heating | 0.26267 | 1.1348 | 1.002 | 0.2987 | 3.8226 | 3.8958 | 3.3575 | 0.34007 | 0 | 0.64739 | 1.0706 | 0 | 0.2987
2018-10-25 | 4 | 5 | Winter: Off-Peak |  | 45 | heating | 0.26267 | 1.1636 | 1.002 | 0.30626 | 3.8226 | 3.9944 | 3.3575 | 0.34868 | 0 | 0.7214 | 1.0706 | 0 | 0.30626
2018-10-25 | 4 | 6 | Winter: Off-Peak |  | 45 | heating | 0.26267 | 1.2084 | 1.002 | 0.31806 | 3.8226 | 4.1483 | 3.3575 | 0.36212 | 0 | 0.87787 | 1.0706 | 0 | 0.31806
2018-10-25 | 4 | 7 | Winter: On-Peak |  | 46 | heating | 0.25198 | 1.1637 | 1.002 | 0.29384 | 3.8708 | 3.8808 | 3.4229 | 0.33229 | 0 | 0.97331 | 1.0706 | 0 | 0.29384
2018-10-25 | 4 | 8 | Winter: On-Peak |  | 48 | heating | 0.23059 | 1.0942 | 1.002 | 0.25282 | 3.9631 | 3.4187 | 3.5525 | 0.28204 | 0 | 0.9494 | 1.0706 | 0 | 0.25282
2018-10-25 | 4 | 9 | Winter: On-Peak |  | 52 | heating | 0.1878 | 1.0343 | 1.002 | 0.19464 | 4.0951 | 2.7196 | 3.8021 | 0.20964 | 0 | 0.84085 | 1.0706 | 0 | 0.19464
2018-10-25 | 4 | 10 | Winter: On-Peak |  | 52 | heating | 0.1878 | 0.98112 | 1.002 | 0.18463 | 4.0951 | 2.5798 | 3.8021 | 0.19886 | 0 | 0.74504 | 1.0706 | 0 | 0.18463
2018-10-25 | 4 | 11 | Winter: On-Peak |  | 54 | heating | 0.16641 | 0.94956 | 1.002 | 0.15834 | 4.156 | 2.2453 | 3.9259 | 0.16762 | 0 | 0.72851 | 1.0706 | 0 | 0.15834
2018-10-25 | 4 | 12 | Winter: On-Peak |  | 55 | heating | 0.15571 | 0.91648 | 1.002 | 0.143 | 4.1851 | 2.042 | 3.9877 | 0.15008 | 0 | 0.75911 | 1.0706 | 0 | 0.143
2018-10-25 | 4 | 13 | Winter: On-Peak |  | 55 | heating | 0.15571 | 0.9004 | 1.002 | 0.14049 | 4.1851 | 2.0062 | 3.9877 | 0.14745 | 0 | 0.79116 | 1.0706 | 0 | 0.14049
2018-10-25 | 4 | 14 | Winter: On-Peak |  | 55 | heating | 0.15571 | 0.86033 | 1.002 | 0.13424 | 4.1851 | 1.9169 | 3.9877 | 0.14089 | 0 | 0.84356 | 1.0706 | 0 | 0.13424
2018-10-25 | 4 | 15 | Winter: On-Peak |  | 55 | heating | 0.15571 | 0.85755 | 1.002 | 0.13381 | 4.1851 | 1.9107 | 3.9877 | 0.14043 | 0 | 0.96593 | 1.0706 | 0 | 0.13381
2018-10-25 | 4 | 16 | Winter: On-Peak |  | 54 | heating | 0.16641 | 0.88345 | 1.002 | 0.14732 | 4.156 | 2.089 | 3.9259 | 0.15595 | 0 | 1.1649 | 1.0706 | 0 | 0.14732
2018-10-25 | 4 | 17 | Winter: On-Peak |  | 54 | heating | 0.16641 | 0.94026 | 1.002 | 0.15679 | 4.156 | 2.2233 | 3.9259 | 0.16598 | 0 | 1.3522 | 1.0706 | 0 | 0.15679
2018-10-25 | 4 | 18 | Winter: On-Peak |  | 54 | heating | 0.16641 | 0.98182 | 1.002 | 0.16372 | 4.156 | 2.3216 | 3.9259 | 0.17331 | 0 | 1.5599 | 1.0706 | 0 | 0.16372
2018-10-25 | 4 | 19 | Winter: On-Peak |  | 54 | heating | 0.16641 | 0.98419 | 1.002 | 0.16411 | 4.156 | 2.3272 | 3.9259 | 0.17373 | 0 | 1.6764 | 1.0706 | 0 | 0.16411
2018-10-25 | 4 | 20 | Winter: On-Peak |  | 52 | heating | 0.1878 | 0.97072 | 1.002 | 0.18268 | 4.0951 | 2.5524 | 3.8021 | 0.19676 | 0 | 1.5244 | 1.0706 | 0 | 0.18268
2018-10-25 | 4 | 21 | Winter: On-Peak |  | 52 | heating | 0.1878 | 0.95751 | 1.002 | 0.18019 | 4.0951 | 2.5177 | 3.8021 | 0.19408 | 0 | 1.4449 | 1.0706 | 0 | 0.18019
2018-10-25 | 4 | 22 | Winter: On-Peak |  | 52 | heating | 0.1878 | 0.94265 | 1.002 | 0.17739 | 4.0951 | 2.4786 | 3.8021 | 0.19107 | 0 | 1.2427 | 1.0706 | 0 | 0.17739
2018-10-25 | 4 | 23 | Winter: Off-Peak |  | 52 | heating | 0.1878 | 0.94451 | 1.002 | 0.17774 | 4.0951 | 2.4835 | 3.8021 | 0.19144 | 0 | 1.0298 | 1.0706 | 0 | 0.17774
2018-10-26 | 5 | 0 | Winter: Off-Peak |  | 52 | Cooling | 0 | 0.97482 | 1.0078 | 0 | 4.0951 | 0 | 3.8021 | 0 | 0.025 | 0.90669 | 1.1856 | 0.026875 | 0.026875
2018-10-26 | 5 | 1 | Winter: Off-Peak |  | 52 | Cooling | 0 | 1.0122 | 1.0078 | 0 | 4.0951 | 0 | 3.8021 | 0 | 0.025 | 0.81803 | 1.1856 | 0.024247 | 0.024247
2018-10-26 | 5 | 2 | Winter: Off-Peak |  | 54 | Cooling | 0 | 1.051 | 1.0078 | 0 | 4.156 | 0 | 3.9259 | 0 | 0.025 | 0.74508 | 1.1856 | 0.022085 | 0.022085
2018-10-26 | 5 | 3 | Winter: Off-Peak |  | 54 | Cooling | 0 | 1.0924 | 1.0078 | 0 | 4.156 | 0 | 3.9259 | 0 | 0.025 | 0.69159 | 1.1856 | 0.020499 | 0.020499
2018-10-26 | 5 | 4 | Winter: Off-Peak |  | 54 | Cooling | 0 | 1.1348 | 1.0078 | 0 | 4.156 | 0 | 3.9259 | 0 | 0.025 | 0.64739 | 1.1856 | 0.019189 | 0.019189
2018-10-26 | 5 | 5 | Winter: Off-Peak |  | 54 | Cooling | 0 | 1.1636 | 1.0078 | 0 | 4.156 | 0 | 3.9259 | 0 | 0.025 | 0.7214 | 1.1856 | 0.021383 | 0.021383
2018-10-26 | 5 | 6 | Winter: Off-Peak |  | 54 | Cooling | 0 | 1.2084 | 1.0078 | 0 | 4.156 | 0 | 3.9259 | 0 | 0.025 | 0.87787 | 1.1856 | 0.026021 | 0.026021
2018-10-26 | 5 | 7 | Winter: On-Peak |  | 54 | Cooling | 0 | 1.1637 | 1.0078 | 0 | 4.156 | 0 | 3.9259 | 0 | 0.025 | 0.97331 | 1.1856 | 0.02885 | 0.02885
2018-10-26 | 5 | 8 | Winter: On-Peak |  | 55 | Cooling | 0 | 1.0942 | 1.0078 | 0 | 4.1851 | 0 | 3.9877 | 0 | 0.025 | 0.9494 | 1.1856 | 0.028141 | 0.028141
2018-10-26 | 5 | 9 | Winter: On-Peak |  | 57 | Cooling | 0 | 1.0343 | 1.0078 | 0 | 4.2531 | 0 | 4.112 | 0 | 0.025 | 0.84085 | 1.1856 | 0.024923 | 0.024923
2018-10-26 | 5 | 10 | Winter: On-Peak |  | 64 | Cooling | 0 | 0.98112 | 1.0078 | 0 | 4.3818 | 0 | 4.3586 | 0 | 0.038036 | 0.74504 | 1.1856 | 0.033599 | 0.033599
2018-10-26 | 5 | 11 | Winter: On-Peak |  | 66 | Cooling | 0 | 0.94956 | 1.0078 | 0 | 4.3818 | 0 | 4.3586 | 0 | 0.0364 | 0.72851 | 1.1856 | 0.03144 | 0.03144
2018-10-26 | 5 | 12 | Winter: On-Peak |  | 68 | Cooling | 0 | 0.91648 | 1.0078 | 0 | 4.3818 | 0 | 4.3586 | 0 | 0.037256 | 0.75911 | 1.1856 | 0.033531 | 0.033531
2018-10-26 | 5 | 13 | Winter: On-Peak |  | 70 | Cooling | 0 | 0.9004 | 1.0078 | 0 | 4.3818 | 0 | 4.3586 | 0 | 0.040605 | 0.79116 | 1.1856 | 0.038088 | 0.038088
2018-10-26 | 5 | 14 | Winter: On-Peak |  | 70 | Cooling | 0 | 0.86033 | 1.0078 | 0 | 4.3818 | 0 | 4.3586 | 0 | 0.040605 | 0.84356 | 1.1856 | 0.04061 | 0.04061
2018-10-26 | 5 | 15 | Winter: On-Peak |  | 70 | Cooling | 0 | 0.85755 | 1.0078 | 0 | 4.3818 | 0 | 4.3586 | 0 | 0.040605 | 0.96593 | 1.1856 | 0.046502 | 0.046502
2018-10-26 | 5 | 16 | Winter: On-Peak |  | 66 | Cooling | 0 | 0.88345 | 1.0078 | 0 | 4.3818 | 0 | 4.3586 | 0 | 0.0364 | 1.1649 | 1.1856 | 0.050275 | 0.050275
2018-10-26 | 5 | 17 | Winter: On-Peak |  | 64 | Cooling | 0 | 0.94026 | 1.0078 | 0 | 4.3818 | 0 | 4.3586 | 0 | 0.038036 | 1.3522 | 1.1856 | 0.060978 | 0.060978
2018-10-26 | 5 | 18 | Winter: On-Peak |  | 64 | Cooling | 0 | 0.98182 | 1.0078 | 0 | 4.3818 | 0 | 4.3586 | 0 | 0.038036 | 1.5599 | 1.1856 | 0.070347 | 0.070347
2018-10-26 | 5 | 19 | Winter: On-Peak |  | 66 | Cooling | 0 | 0.98419 | 1.0078 | 0 | 4.3818 | 0 | 4.3586 | 0 | 0.0364 | 1.6764 | 1.1856 | 0.072349 | 0.072349
2018-10-26 | 5 | 20 | Winter: On-Peak |  | 66 | Cooling | 0 | 0.97072 | 1.0078 | 0 | 4.3818 | 0 | 4.3586 | 0 | 0.0364 | 1.5244 | 1.1856 | 0.065787 | 0.065787
2018-10-26 | 5 | 21 | Winter: On-Peak |  | 64 | Cooling | 0 | 0.95751 | 1.0078 | 0 | 4.3818 | 0 | 4.3586 | 0 | 0.038036 | 1.4449 | 1.1856 | 0.065159 | 0.065159
2018-10-26 | 5 | 22 | Winter: On-Peak |  | 63 | Cooling | 0 | 0.94265 | 1.0078 | 0 | 4.3818 | 0 | 4.3586 | 0 | 0.039789 | 1.2427 | 1.1856 | 0.058626 | 0.058626
2018-10-26 | 5 | 23 | Winter: Off-Peak |  | 64 | Cooling | 0 | 0.94451 | 1.0078 | 0 | 4.3818 | 0 | 4.3586 | 0 | 0.038036 | 1.0298 | 1.1856 | 0.046439 | 0.046439
2018-10-27 | 6 | 0 | Winter: Off-Peak |  | 64 | Cooling | 0 | 0.97482 | 0.98855 | 0 | 4.3818 | 0 | 4.3586 | 0 | 0.038036 | 0.90669 | 1.0113 | 0.034877 | 0.034877
2018-10-27 | 6 | 1 | Winter: Off-Peak |  | 64 | Cooling | 0 | 1.0122 | 0.98855 | 0 | 4.3818 | 0 | 4.3586 | 0 | 0.038036 | 0.81803 | 1.0113 | 0.031466 | 0.031466
2018-10-27 | 6 | 2 | Winter: Off-Peak |  | 64 | Cooling | 0 | 1.051 | 0.98855 | 0 | 4.3818 | 0 | 4.3586 | 0 | 0.038036 | 0.74508 | 1.0113 | 0.02866 | 0.02866
2018-10-27 | 6 | 3 | Winter: Off-Peak |  | 63 | Cooling | 0 | 1.0924 | 0.98855 | 0 | 4.3818 | 0 | 4.3586 | 0 | 0.039789 | 0.69159 | 1.0113 | 0.027829 | 0.027829
2018-10-27 | 6 | 4 | Winter: Off-Peak |  | 63 | Cooling | 0 | 1.1348 | 0.98855 | 0 | 4.3818 | 0 | 4.3586 | 0 | 0.039789 | 0.64739 | 1.0113 | 0.02605 | 0.02605
2018-10-27 | 6 | 5 | Winter: Off-Peak |  | 63 | Cooling | 0 | 1.1636 | 0.98855 | 0 | 4.3818 | 0 | 4.3586 | 0 | 0.039789 | 0.7214 | 1.0113 | 0.029028 | 0.029028
2018-10-27 | 6 | 6 | Winter: Off-Peak |  | 63 | Cooling | 0 | 1.2084 | 0.98855 | 0 | 4.3818 | 0 | 4.3586 | 0 | 0.039789 | 0.87787 | 1.0113 | 0.035324 | 0.035324
2018-10-27 | 6 | 7 | Winter: Off-Peak |  | 63 | Cooling | 0 | 1.1637 | 0.98855 | 0 | 4.3818 | 0 | 4.3586 | 0 | 0.039789 | 0.97331 | 1.0113 | 0.039165 | 0.039165
2018-10-27 | 6 | 8 | Winter: Off-Peak |  | 63 | Cooling | 0 | 1.0942 | 0.98855 | 0 | 4.3818 | 0 | 4.3586 | 0 | 0.039789 | 0.9494 | 1.0113 | 0.038202 | 0.038202
2018-10-27 | 6 | 9 | Winter: Off-Peak |  | 64 | Cooling | 0 | 1.0343 | 0.98855 | 0 | 4.3818 | 0 | 4.3586 | 0 | 0.038036 | 0.84085 | 1.0113 | 0.032344 | 0.032344
2018-10-27 | 6 | 10 | Winter: Off-Peak |  | 64 | Cooling | 0 | 0.98112 | 0.98855 | 0 | 4.3818 | 0 | 4.3586 | 0 | 0.038036 | 0.74504 | 1.0113 | 0.028659 | 0.028659
2018-10-27 | 6 | 11 | Winter: Off-Peak |  | 63 | Cooling | 0 | 0.94956 | 0.98855 | 0 | 4.3818 | 0 | 4.3586 | 0 | 0.039789 | 0.72851 | 1.0113 | 0.029314 | 0.029314
2018-10-27 | 6 | 12 | Winter: Off-Peak |  | 63 | Cooling | 0 | 0.91648 | 0.98855 | 0 | 4.3818 | 0 | 4.3586 | 0 | 0.039789 | 0.75911 | 1.0113 | 0.030545 | 0.030545
2018-10-27 | 6 | 13 | Winter: Off-Peak |  | 61 | Cooling | 0 | 0.9004 | 0.98855 | 0 | 4.3818 | 0 | 4.3586 | 0 | 0.045165 | 0.79116 | 1.0113 | 0.036136 | 0.036136
2018-10-27 | 6 | 14 | Winter: Off-Peak |  | 63 | Cooling | 0 | 0.86033 | 0.98855 | 0 | 4.3818 | 0 | 4.3586 | 0 | 0.039789 | 0.84356 | 1.0113 | 0.033943 | 0.033943
2018-10-27 | 6 | 15 | Winter: Off-Peak |  | 63 | Cooling | 0 | 0.85755 | 0.98855 | 0 | 4.3818 | 0 | 4.3586 | 0 | 0.039789 | 0.96593 | 1.0113 | 0.038867 | 0.038867
2018-10-27 | 6 | 16 | Winter: Off-Peak |  | 63 | Cooling | 0 | 0.88345 | 0.98855 | 0 | 4.3818 | 0 | 4.3586 | 0 | 0.039789 | 1.1649 | 1.0113 | 0.046875 | 0.046875
2018-10-27 | 6 | 17 | Winter: Off-Peak |  | 57 | Cooling | 0 | 0.94026 | 0.98855 | 0 | 4.2531 | 0 | 4.112 | 0 | 0.025 | 1.3522 | 1.0113 | 0.034185 | 0.034185
2018-10-27 | 6 | 18 | Winter: Off-Peak |  | 55 | Cooling | 0 | 0.98182 | 0.98855 | 0 | 4.1851 | 0 | 3.9877 | 0 | 0.025 | 1.5599 | 1.0113 | 0.039438 | 0.039438
2018-10-27 | 6 | 19 | Winter: Off-Peak |  | 54 | Cooling | 0 | 0.98419 | 0.98855 | 0 | 4.156 | 0 | 3.9259 | 0 | 0.025 | 1.6764 | 1.0113 | 0.042384 | 0.042384
2018-10-27 | 6 | 20 | Winter: Off-Peak |  | 52 | Cooling | 0 | 0.97072 | 0.98855 | 0 | 4.0951 | 0 | 3.8021 | 0 | 0.025 | 1.5244 | 1.0113 | 0.038539 | 0.038539
2018-10-27 | 6 | 21 | Winter: Off-Peak |  | 52 | Cooling | 0 | 0.95751 | 0.98855 | 0 | 4.0951 | 0 | 3.8021 | 0 | 0.025 | 1.4449 | 1.0113 | 0.036529 | 0.036529
2018-10-27 | 6 | 22 | Winter: Off-Peak |  | 50 | Cooling | 0 | 0.94265 | 0.98855 | 0 | 4.0352 | 0 | 3.6783 | 0 | 0.025 | 1.2427 | 1.0113 | 0.031419 | 0.031419
2018-10-27 | 6 | 23 | Winter: Off-Peak |  | 48 | Cooling | 0 | 0.94451 | 0.98855 | 0 | 3.9631 | 0 | 3.5525 | 0 | 0.025 | 1.0298 | 1.0113 | 0.026034 | 0.026034
2018-10-28 | 7 | 0 | Winter: Off-Peak |  | 48 | Neither | 0 | 0.97482 | 0.93761 | 0 | 3.9631 | 0 | 3.5525 | 0 | 0 | 0.90669 | 1.0096 | 0 | 0
2018-10-28 | 7 | 1 | Winter: Off-Peak |  | 48 | Neither | 0 | 1.0122 | 0.93761 | 0 | 3.9631 | 0 | 3.5525 | 0 | 0 | 0.81803 | 1.0096 | 0 | 0
2018-10-28 | 7 | 2 | Winter: Off-Peak |  | 46 | Neither | 0 | 1.051 | 0.93761 | 0 | 3.8708 | 0 | 3.4229 | 0 | 0 | 0.74508 | 1.0096 | 0 | 0
2018-10-28 | 7 | 3 | Winter: Off-Peak |  | 46 | Neither | 0 | 1.0924 | 0.93761 | 0 | 3.8708 | 0 | 3.4229 | 0 | 0 | 0.69159 | 1.0096 | 0 | 0
2018-10-28 | 7 | 4 | Winter: Off-Peak |  | 48 | Neither | 0 | 1.1348 | 0.93761 | 0 | 3.9631 | 0 | 3.5525 | 0 | 0 | 0.64739 | 1.0096 | 0 | 0
2018-10-28 | 7 | 5 | Winter: Off-Peak |  | 46 | Neither | 0 | 1.1636 | 0.93761 | 0 | 3.8708 | 0 | 3.4229 | 0 | 0 | 0.7214 | 1.0096 | 0 | 0
2018-10-28 | 7 | 6 | Winter: Off-Peak |  | 48 | Neither | 0 | 1.2084 | 0.93761 | 0 | 3.9631 | 0 | 3.5525 | 0 | 0 | 0.87787 | 1.0096 | 0 | 0
2018-10-28 | 7 | 7 | Winter: Off-Peak |  | 57 | Neither | 0 | 1.1637 | 0.93761 | 0 | 4.2531 | 0 | 4.112 | 0 | 0 | 0.97331 | 1.0096 | 0 | 0
2018-10-28 | 7 | 8 | Winter: Off-Peak |  | 63 | Neither | 0 | 1.0942 | 0.93761 | 0 | 4.3818 | 0 | 4.3586 | 0 | 0 | 0.9494 | 1.0096 | 0 | 0
2018-10-28 | 7 | 9 | Winter: Off-Peak |  | 64 | Neither | 0 | 1.0343 | 0.93761 | 0 | 4.3818 | 0 | 4.3586 | 0 | 0 | 0.84085 | 1.0096 | 0 | 0
2018-10-28 | 7 | 10 | Winter: Off-Peak |  | 64 | Neither | 0 | 0.98112 | 0.93761 | 0 | 4.3818 | 0 | 4.3586 | 0 | 0 | 0.74504 | 1.0096 | 0 | 0
2018-10-28 | 7 | 11 | Winter: Off-Peak |  | 64 | Neither | 0 | 0.94956 | 0.93761 | 0 | 4.3818 | 0 | 4.3586 | 0 | 0 | 0.72851 | 1.0096 | 0 | 0
2018-10-28 | 7 | 12 | Winter: Off-Peak |  | 66 | Neither | 0 | 0.91648 | 0.93761 | 0 | 4.3818 | 0 | 4.3586 | 0 | 0 | 0.75911 | 1.0096 | 0 | 0
2018-10-28 | 7 | 13 | Winter: Off-Peak |  | 64 | Neither | 0 | 0.9004 | 0.93761 | 0 | 4.3818 | 0 | 4.3586 | 0 | 0 | 0.79116 | 1.0096 | 0 | 0
2018-10-28 | 7 | 14 | Winter: Off-Peak |  | 63 | Neither | 0 | 0.86033 | 0.93761 | 0 | 4.3818 | 0 | 4.3586 | 0 | 0 | 0.84356 | 1.0096 | 0 | 0
2018-10-28 | 7 | 15 | Winter: Off-Peak |  | 61 | Neither | 0 | 0.85755 | 0.93761 | 0 | 4.3818 | 0 | 4.3586 | 0 | 0 | 0.96593 | 1.0096 | 0 | 0
2018-10-28 | 7 | 16 | Winter: Off-Peak |  | 57 | Neither | 0 | 0.88345 | 0.93761 | 0 | 4.2531 | 0 | 4.112 | 0 | 0 | 1.1649 | 1.0096 | 0 | 0
2018-10-28 | 7 | 17 | Winter: Off-Peak |  | 55 | Neither | 0 | 0.94026 | 0.93761 | 0 | 4.1851 | 0 | 3.9877 | 0 | 0 | 1.3522 | 1.0096 | 0 | 0
2018-10-28 | 7 | 18 | Winter: Off-Peak |  | 54 | Neither | 0 | 0.98182 | 0.93761 | 0 | 4.156 | 0 | 3.9259 | 0 | 0 | 1.5599 | 1.0096 | 0 | 0
2018-10-28 | 7 | 19 | Winter: Off-Peak |  | 50 | Neither | 0 | 0.98419 | 0.93761 | 0 | 4.0352 | 0 | 3.6783 | 0 | 0 | 1.6764 | 1.0096 | 0 | 0
2018-10-28 | 7 | 20 | Winter: Off-Peak |  | 50 | Neither | 0 | 0.97072 | 0.93761 | 0 | 4.0352 | 0 | 3.6783 | 0 | 0 | 1.5244 | 1.0096 | 0 | 0
2018-10-28 | 7 | 21 | Winter: Off-Peak |  | 48 | Neither | 0 | 0.95751 | 0.93761 | 0 | 3.9631 | 0 | 3.5525 | 0 | 0 | 1.4449 | 1.0096 | 0 | 0
2018-10-28 | 7 | 22 | Winter: Off-Peak |  | 48 | Neither | 0 | 0.94265 | 0.93761 | 0 | 3.9631 | 0 | 3.5525 | 0 | 0 | 1.2427 | 1.0096 | 0 | 0
2018-10-28 | 7 | 23 | Winter: Off-Peak |  | 48 | Neither | 0 | 0.94451 | 0.93761 | 0 | 3.9631 | 0 | 3.5525 | 0 | 0 | 1.0298 | 1.0096 | 0 | 0
2018-10-29 | 1 | 0 | Winter: Off-Peak |  | 48 | heating | 0.23059 | 0.97482 | 1.0177 | 0.22876 | 3.9631 | 3.0933 | 3.5525 | 0.2552 | 0 | 0.90669 | 0.9441 | 0 | 0.22876
2018-10-29 | 1 | 1 | Winter: Off-Peak |  | 48 | heating | 0.23059 | 1.0122 | 1.0177 | 0.23755 | 3.9631 | 3.2121 | 3.5525 | 0.265 | 0 | 0.81803 | 0.9441 | 0 | 0.23755
2018-10-29 | 1 | 2 | Winter: Off-Peak |  | 46 | heating | 0.25198 | 1.051 | 1.0177 | 0.26952 | 3.8708 | 3.5596 | 3.4229 | 0.30479 | 0 | 0.74508 | 0.9441 | 0 | 0.26952
2018-10-29 | 1 | 3 | Winter: Off-Peak |  | 45 | heating | 0.26267 | 1.0924 | 1.0177 | 0.29203 | 3.8226 | 3.8088 | 3.3575 | 0.33248 | 0 | 0.69159 | 0.9441 | 0 | 0.29203
2018-10-29 | 1 | 4 | Winter: Off-Peak |  | 45 | heating | 0.26267 | 1.1348 | 1.0177 | 0.30337 | 3.8226 | 3.9568 | 3.3575 | 0.3454 | 0 | 0.64739 | 0.9441 | 0 | 0.30337
2018-10-29 | 1 | 5 | Winter: Off-Peak |  | 46 | heating | 0.25198 | 1.1636 | 1.0177 | 0.29839 | 3.8708 | 3.9409 | 3.4229 | 0.33744 | 0 | 0.7214 | 0.9441 | 0 | 0.29839
2018-10-29 | 1 | 6 | Winter: Off-Peak |  | 46 | heating | 0.25198 | 1.2084 | 1.0177 | 0.30989 | 3.8708 | 4.0927 | 3.4229 | 0.35044 | 0 | 0.87787 | 0.9441 | 0 | 0.30989
2018-10-29 | 1 | 7 | Winter: On-Peak |  | 46 | heating | 0.25198 | 1.1637 | 1.0177 | 0.29844 | 3.8708 | 3.9415 | 3.4229 | 0.33749 | 0 | 0.97331 | 0.9441 | 0 | 0.29844
2018-10-29 | 1 | 8 | Winter: On-Peak |  | 45 | heating | 0.26267 | 1.0942 | 1.0177 | 0.29251 | 3.8226 | 3.8151 | 3.3575 | 0.33303 | 0 | 0.9494 | 0.9441 | 0 | 0.29251
2018-10-29 | 1 | 9 | Winter: On-Peak |  | 45 | heating | 0.26267 | 1.0343 | 1.0177 | 0.2765 | 3.8226 | 3.6063 | 3.3575 | 0.3148 | 0 | 0.84085 | 0.9441 | 0 | 0.2765
2018-10-29 | 1 | 10 | Winter: On-Peak |  | 45 | heating | 0.26267 | 0.98112 | 1.0177 | 0.26228 | 3.8226 | 3.4208 | 3.3575 | 0.29861 | 0 | 0.74504 | 0.9441 | 0 | 0.26228
2018-10-29 | 1 | 11 | Winter: On-Peak |  | 46 | heating | 0.25198 | 0.94956 | 1.0177 | 0.24351 | 3.8708 | 3.2161 | 3.4229 | 0.27538 | 0 | 0.72851 | 0.9441 | 0 | 0.24351
2018-10-29 | 1 | 12 | Winter: On-Peak |  | 45 | heating | 0.26267 | 0.91648 | 1.0177 | 0.245 | 3.8226 | 3.1955 | 3.3575 | 0.27894 | 0 | 0.75911 | 0.9441 | 0 | 0.245
2018-10-29 | 1 | 13 | Winter: On-Peak |  | 46 | heating | 0.25198 | 0.9004 | 1.0177 | 0.2309 | 3.8708 | 3.0496 | 3.4229 | 0.26112 | 0 | 0.79116 | 0.9441 | 0 | 0.2309
2018-10-29 | 1 | 14 | Winter: On-Peak |  | 46 | heating | 0.25198 | 0.86033 | 1.0177 | 0.22063 | 3.8708 | 2.9139 | 3.4229 | 0.2495 | 0 | 0.84356 | 0.9441 | 0 | 0.22063
2018-10-29 | 1 | 15 | Winter: On-Peak |  | 43 | heating | 0.28407 | 0.85755 | 1.0177 | 0.24792 | 3.737 | 3.1611 | 3.2279 | 0.28702 | 0 | 0.96593 | 0.9441 | 0 | 0.24792
2018-10-29 | 1 | 16 | Winter: On-Peak |  | 41 | heating | 0.30546 | 0.88345 | 1.0177 | 0.27464 | 3.629 | 3.4006 | 3.0928 | 0.32226 | 0 | 1.1649 | 0.9441 | 0 | 0.27464
2018-10-29 | 1 | 17 | Winter: On-Peak |  | 41 | heating | 0.30546 | 0.94026 | 1.0177 | 0.2923 | 3.629 | 3.6193 | 3.0928 | 0.34298 | 0 | 1.3522 | 0.9441 | 0 | 0.2923
2018-10-29 | 1 | 18 | Winter: On-Peak |  | 39 | heating | 0.32685 | 0.98182 | 1.0177 | 0.3266 | 3.4954 | 3.8951 | 2.9502 | 0.38695 | 0 | 1.5599 | 0.9441 | 0 | 0.3266
2018-10-29 | 1 | 19 | Winter: On-Peak |  | 39 | heating | 0.32685 | 0.98419 | 1.0177 | 0.32738 | 3.4954 | 3.9044 | 2.9502 | 0.38788 | 0 | 1.6764 | 0.9441 | 0 | 0.32738
2018-10-29 | 1 | 20 | Winter: On-Peak |  | 39 | heating | 0.32685 | 0.97072 | 1.0177 | 0.3229 | 3.4954 | 3.851 | 2.9502 | 0.38258 | 0 | 1.5244 | 0.9441 | 0 | 0.3229
2018-10-29 | 1 | 21 | Winter: On-Peak |  | 37 | heating | 0.34824 | 0.95751 | 1.0177 | 0.33936 | 3.3551 | 3.8848 | 2.8034 | 0.40614 | 0 | 1.4449 | 0.9441 | 0 | 0.33936
2018-10-29 | 1 | 22 | Winter: On-Peak |  | 37 | heating | 0.34824 | 0.94265 | 1.0177 | 0.33409 | 3.3551 | 3.8245 | 2.8034 | 0.39983 | 0 | 1.2427 | 0.9441 | 0 | 0.33409
2018-10-29 | 1 | 23 | Winter: Off-Peak |  | 37 | heating | 0.34824 | 0.94451 | 1.0177 | 0.33475 | 3.3551 | 3.832 | 2.8034 | 0.40062 | 0 | 1.0298 | 0.9441 | 0 | 0.33475
2018-10-30 | 2 | 0 | Winter: Off-Peak |  | 36 | heating | 0.35894 | 0.97482 | 1.02 | 0.35688 | 3.2767 | 3.99 | 2.7263 | 0.42893 | 0 | 0.90669 | 0.83669 | 0 | 0.35688
2018-10-30 | 2 | 1 | Winter: Off-Peak |  | 36 | heating | 0.35894 | 1.0122 | 1.02 | 0.37059 | 3.2767 | 4.1432 | 2.7263 | 0.4454 | 0 | 0.81803 | 0.83669 | 0 | 0.37059
2018-10-30 | 2 | 2 | Winter: Off-Peak |  | 34 | heating | 0.38033 | 1.051 | 1.02 | 0.40769 | 3.1618 | 4.3982 | 2.5824 | 0.49915 | 0 | 0.74508 | 0.83669 | 0 | 0.40769
2018-10-30 | 2 | 3 | Winter: Off-Peak |  | 37 | heating | 0.34824 | 1.0924 | 1.02 | 0.38801 | 3.3551 | 4.4418 | 2.8034 | 0.46437 | 0 | 0.69159 | 0.83669 | 0 | 0.38801
2018-10-30 | 2 | 4 | Winter: Off-Peak |  | 37 | heating | 0.34824 | 1.1348 | 1.02 | 0.40308 | 3.3551 | 4.6143 | 2.8034 | 0.4824 | 0 | 0.64739 | 0.83669 | 0 | 0.40308
2018-10-30 | 2 | 5 | Winter: Off-Peak |  | 39 | heating | 0.32685 | 1.1636 | 1.02 | 0.3879 | 3.4954 | 4.6262 | 2.9502 | 0.45959 | 0 | 0.7214 | 0.83669 | 0 | 0.3879
2018-10-30 | 2 | 6 | Winter: Off-Peak |  | 39 | heating | 0.32685 | 1.2084 | 1.02 | 0.40285 | 3.4954 | 4.8044 | 2.9502 | 0.47729 | 0 | 0.87787 | 0.83669 | 0 | 0.40285
2018-10-30 | 2 | 7 | Winter: On-Peak |  | 39 | heating | 0.32685 | 1.1637 | 1.02 | 0.38796 | 3.4954 | 4.6269 | 2.9502 | 0.45966 | 0 | 0.97331 | 0.83669 | 0 | 0.38796
2018-10-30 | 2 | 8 | Winter: On-Peak |  | 41 | heating | 0.30546 | 1.0942 | 1.02 | 0.3409 | 3.629 | 4.2211 | 3.0928 | 0.40001 | 0 | 0.9494 | 0.83669 | 0 | 0.3409
2018-10-30 | 2 | 9 | Winter: On-Peak |  | 45 | heating | 0.26267 | 1.0343 | 1.02 | 0.27711 | 3.8226 | 3.6142 | 3.3575 | 0.31549 | 0 | 0.84085 | 0.83669 | 0 | 0.27711
2018-10-30 | 2 | 10 | Winter: On-Peak |  | 45 | heating | 0.26267 | 0.98112 | 1.02 | 0.26286 | 3.8226 | 3.4284 | 3.3575 | 0.29927 | 0 | 0.74504 | 0.83669 | 0 | 0.26286
2018-10-30 | 2 | 11 | Winter: On-Peak |  | 45 | heating | 0.26267 | 0.94956 | 1.02 | 0.2544 | 3.8226 | 3.3181 | 3.3575 | 0.28964 | 0 | 0.72851 | 0.83669 | 0 | 0.2544
2018-10-30 | 2 | 12 | Winter: On-Peak |  | 46 | heating | 0.25198 | 0.91648 | 1.02 | 0.23554 | 3.8708 | 3.1109 | 3.4229 | 0.26637 | 0 | 0.75911 | 0.83669 | 0 | 0.23554
2018-10-30 | 2 | 13 | Winter: On-Peak |  | 46 | heating | 0.25198 | 0.9004 | 1.02 | 0.23141 | 3.8708 | 3.0563 | 3.4229 | 0.2617 | 0 | 0.79116 | 0.83669 | 0 | 0.23141
2018-10-30 | 2 | 14 | Winter: On-Peak |  | 45 | heating | 0.26267 | 0.86033 | 1.02 | 0.2305 | 3.8226 | 3.0063 | 3.3575 | 0.26243 | 0 | 0.84356 | 0.83669 | 0 | 0.2305
2018-10-30 | 2 | 15 | Winter: On-Peak |  | 43 | heating | 0.28407 | 0.85755 | 1.02 | 0.24846 | 3.737 | 3.1681 | 3.2279 | 0.28765 | 0 | 0.96593 | 0.83669 | 0 | 0.24846
2018-10-30 | 2 | 16 | Winter: On-Peak |  | 43 | heating | 0.28407 | 0.88345 | 1.02 | 0.25597 | 3.737 | 3.2638 | 3.2279 | 0.29634 | 0 | 1.1649 | 0.83669 | 0 | 0.25597
2018-10-30 | 2 | 17 | Winter: On-Peak |  | 43 | heating | 0.28407 | 0.94026 | 1.02 | 0.27243 | 3.737 | 3.4736 | 3.2279 | 0.3154 | 0 | 1.3522 | 0.83669 | 0 | 0.27243
2018-10-30 | 2 | 18 | Winter: On-Peak |  | 43 | heating | 0.28407 | 0.98182 | 1.02 | 0.28447 | 3.737 | 3.6272 | 3.2279 | 0.32934 | 0 | 1.5599 | 0.83669 | 0 | 0.28447
2018-10-30 | 2 | 19 | Winter: On-Peak |  | 43 | heating | 0.28407 | 0.98419 | 1.02 | 0.28516 | 3.737 | 3.6359 | 3.2279 | 0.33013 | 0 | 1.6764 | 0.83669 | 0 | 0.28516
2018-10-30 | 2 | 20 | Winter: On-Peak |  | 43 | heating | 0.28407 | 0.97072 | 1.02 | 0.28125 | 3.737 | 3.5862 | 3.2279 | 0.32561 | 0 | 1.5244 | 0.83669 | 0 | 0.28125
2018-10-30 | 2 | 21 | Winter: On-Peak |  | 45 | heating | 0.26267 | 0.95751 | 1.02 | 0.25653 | 3.8226 | 3.3459 | 3.3575 | 0.29207 | 0 | 1.4449 | 0.83669 | 0 | 0.25653
2018-10-30 | 2 | 22 | Winter: On-Peak |  | 48 | heating | 0.23059 | 0.94265 | 1.02 | 0.2217 | 3.9631 | 2.9979 | 3.5525 | 0.24733 | 0 | 1.2427 | 0.83669 | 0 | 0.2217
2018-10-30 | 2 | 23 | Winter: Off-Peak |  | 45 | heating | 0.26267 | 0.94451 | 1.02 | 0.25305 | 3.8226 | 3.3004 | 3.3575 | 0.2881 | 0 | 1.0298 | 0.83669 | 0 | 0.25305
2018-10-31 | 3 | 0 | Winter: Off-Peak |  | 46 | heating | 0.25198 | 0.97482 | 1.0263 | 0.25209 | 3.8708 | 3.3295 | 3.4229 | 0.28508 | 0 | 0.90669 | 0.94211 | 0 | 0.25209
2018-10-31 | 3 | 1 | Winter: Off-Peak |  | 48 | heating | 0.23059 | 1.0122 | 1.0263 | 0.23955 | 3.9631 | 3.2392 | 3.5525 | 0.26723 | 0 | 0.81803 | 0.94211 | 0 | 0.23955
2018-10-31 | 3 | 2 | Winter: Off-Peak |  | 48 | heating | 0.23059 | 1.051 | 1.0263 | 0.24871 | 3.9631 | 3.3631 | 3.5525 | 0.27746 | 0 | 0.74508 | 0.94211 | 0 | 0.24871
2018-10-31 | 3 | 3 | Winter: Off-Peak |  | 48 | heating | 0.23059 | 1.0924 | 1.0263 | 0.25852 | 3.9631 | 3.4957 | 3.5525 | 0.2884 | 0 | 0.69159 | 0.94211 | 0 | 0.25852
2018-10-31 | 3 | 4 | Winter: Off-Peak |  | 48 | heating | 0.23059 | 1.1348 | 1.0263 | 0.26856 | 3.9631 | 3.6315 | 3.5525 | 0.2996 | 0 | 0.64739 | 0.94211 | 0 | 0.26856
2018-10-31 | 3 | 5 | Winter: Off-Peak |  | 45 | heating | 0.26267 | 1.1636 | 1.0263 | 0.31367 | 3.8226 | 4.0911 | 3.3575 | 0.35712 | 0 | 0.7214 | 0.94211 | 0 | 0.31367
2018-10-31 | 3 | 6 | Winter: Off-Peak |  | 36 | heating | 0.35894 | 1.2084 | 1.0263 | 0.44514 | 3.2767 | 4.9768 | 2.7263 | 0.53501 | 0 | 0.87787 | 0.94211 | 0 | 0.44514
2018-10-31 | 3 | 7 | Winter: On-Peak |  | 36 | heating | 0.35894 | 1.1637 | 1.0263 | 0.4287 | 3.2767 | 4.7929 | 2.7263 | 0.51524 | 0 | 0.97331 | 0.94211 | 0 | 0.4287
2018-10-31 | 3 | 8 | Winter: On-Peak |  | 36 | heating | 0.35894 | 1.0942 | 1.0263 | 0.40308 | 3.2767 | 4.5065 | 2.7263 | 0.48445 | 0 | 0.9494 | 0.94211 | 0 | 0.40308
2018-10-31 | 3 | 9 | Winter: On-Peak |  | 36 | heating | 0.35894 | 1.0343 | 1.0263 | 0.38101 | 3.2767 | 4.2598 | 2.7263 | 0.45793 | 0 | 0.84085 | 0.94211 | 0 | 0.38101
2018-10-31 | 3 | 10 | Winter: On-Peak |  | 36 | heating | 0.35894 | 0.98112 | 1.0263 | 0.36142 | 3.2767 | 4.0408 | 2.7263 | 0.43439 | 0 | 0.74504 | 0.94211 | 0 | 0.36142
2018-10-31 | 3 | 11 | Winter: On-Peak |  | 36 | heating | 0.35894 | 0.94956 | 1.0263 | 0.3498 | 3.2767 | 3.9108 | 2.7263 | 0.42041 | 0 | 0.72851 | 0.94211 | 0 | 0.3498
2018-10-31 | 3 | 12 | Winter: On-Peak |  | 37 | heating | 0.34824 | 0.91648 | 1.0263 | 0.32755 | 3.3551 | 3.7497 | 2.8034 | 0.39201 | 0 | 0.75911 | 0.94211 | 0 | 0.32755
2018-10-31 | 3 | 13 | Winter: On-Peak |  | 37 | heating | 0.34824 | 0.9004 | 1.0263 | 0.3218 | 3.3551 | 3.6839 | 2.8034 | 0.38513 | 0 | 0.79116 | 0.94211 | 0 | 0.3218
2018-10-31 | 3 | 14 | Winter: On-Peak |  | 37 | heating | 0.34824 | 0.86033 | 1.0263 | 0.30748 | 3.3551 | 3.5199 | 2.8034 | 0.36799 | 0 | 0.84356 | 0.94211 | 0 | 0.30748
2018-10-31 | 3 | 15 | Winter: On-Peak |  | 37 | heating | 0.34824 | 0.85755 | 1.0263 | 0.30649 | 3.3551 | 3.5085 | 2.8034 | 0.3668 | 0 | 0.96593 | 0.94211 | 0 | 0.30649
2018-10-31 | 3 | 16 | Winter: On-Peak |  | 36 | heating | 0.35894 | 0.88345 | 1.0263 | 0.32544 | 3.2767 | 3.6385 | 2.7263 | 0.39114 | 0 | 1.1649 | 0.94211 | 0 | 0.32544
2018-10-31 | 3 | 17 | Winter: On-Peak |  | 36 | heating | 0.35894 | 0.94026 | 1.0263 | 0.34637 | 3.2767 | 3.8725 | 2.7263 | 0.4163 | 0 | 1.3522 | 0.94211 | 0 | 0.34637
2018-10-31 | 3 | 18 | Winter: On-Peak |  | 36 | heating | 0.35894 | 0.98182 | 1.0263 | 0.36168 | 3.2767 | 4.0437 | 2.7263 | 0.4347 | 0 | 1.5599 | 0.94211 | 0 | 0.36168
2018-10-31 | 3 | 19 | Winter: On-Peak |  | 34 | heating | 0.38033 | 0.98419 | 1.0263 | 0.38416 | 3.1618 | 4.1443 | 2.5824 | 0.47034 | 0 | 1.6764 | 0.94211 | 0 | 0.38416
2018-10-31 | 3 | 20 | Winter: On-Peak |  | 34 | heating | 0.38033 | 0.97072 | 1.0263 | 0.3789 | 3.1618 | 4.0876 | 2.5824 | 0.4639 | 0 | 1.5244 | 0.94211 | 0 | 0.3789
2018-10-31 | 3 | 21 | Winter: On-Peak |  | 32 | heating | 0.40172 | 0.95751 | 1.0263 | 0.39477 | 3.1004 | 4.176 | 2.4523 | 0.4991 | 0 | 1.4449 | 0.94211 | 0 | 0.39477
2018-10-31 | 3 | 22 | Winter: On-Peak |  | 32 | heating | 0.40172 | 0.94265 | 1.0263 | 0.38864 | 3.1004 | 4.1112 | 2.4523 | 0.49135 | 0 | 1.2427 | 0.94211 | 0 | 0.38864
2018-10-31 | 3 | 23 | Winter: Off-Peak |  | 32 | heating | 0.40172 | 0.94451 | 1.0263 | 0.38941 | 3.1004 | 4.1193 | 2.4523 | 0.49232 | 0 | 1.0298 | 0.94211 | 0 | 0.38941
2018-11-01 | 4 | 0 | Winter: Off-Peak |  | 32 | heating | 0.40172 | 0.97482 | 1.002 | 0.3924 | 3.1004 | 4.151 | 2.4523 | 0.49611 | 0 | 0.90669 | 1.0706 | 0 | 0.3924
2018-11-01 | 4 | 1 | Winter: Off-Peak |  | 32 | heating | 0.40172 | 1.0122 | 1.002 | 0.40747 | 3.1004 | 4.3104 | 2.4523 | 0.51515 | 0 | 0.81803 | 1.0706 | 0 | 0.40747
2018-11-01 | 4 | 2 | Winter: Off-Peak |  | 34 | heating | 0.38033 | 1.051 | 1.002 | 0.40053 | 3.1618 | 4.3209 | 2.5824 | 0.49038 | 0 | 0.74508 | 1.0706 | 0 | 0.40053
2018-11-01 | 4 | 3 | Winter: Off-Peak |  | 34 | heating | 0.38033 | 1.0924 | 1.002 | 0.41632 | 3.1618 | 4.4913 | 2.5824 | 0.50972 | 0 | 0.69159 | 1.0706 | 0 | 0.41632
2018-11-01 | 4 | 4 | Winter: Off-Peak |  | 34 | heating | 0.38033 | 1.1348 | 1.002 | 0.43249 | 3.1618 | 4.6657 | 2.5824 | 0.52951 | 0 | 0.64739 | 1.0706 | 0 | 0.43249
2018-11-01 | 4 | 5 | Winter: Off-Peak |  | 32 | heating | 0.40172 | 1.1636 | 1.002 | 0.46838 | 3.1004 | 4.9547 | 2.4523 | 0.59216 | 0 | 0.7214 | 1.0706 | 0 | 0.46838
2018-11-01 | 4 | 6 | Winter: Off-Peak |  | 32 | heating | 0.40172 | 1.2084 | 1.002 | 0.48643 | 3.1004 | 5.1456 | 2.4523 | 0.61498 | 0 | 0.87787 | 1.0706 | 0 | 0.48643
2018-11-01 | 4 | 7 | Winter: On-Peak |  | 34 | heating | 0.38033 | 1.1637 | 1.002 | 0.44351 | 3.1618 | 4.7846 | 2.5824 | 0.543 | 0 | 0.97331 | 1.0706 | 0 | 0.44351
2018-11-01 | 4 | 8 | Winter: On-Peak |  | 34 | heating | 0.38033 | 1.0942 | 1.002 | 0.417 | 3.1618 | 4.4986 | 2.5824 | 0.51055 | 0 | 0.9494 | 1.0706 | 0 | 0.417
2018-11-01 | 4 | 9 | Winter: On-Peak |  | 34 | heating | 0.38033 | 1.0343 | 1.002 | 0.39418 | 3.1618 | 4.2524 | 2.5824 | 0.48261 | 0 | 0.84085 | 1.0706 | 0 | 0.39418
2018-11-01 | 4 | 10 | Winter: On-Peak |  | 36 | heating | 0.35894 | 0.98112 | 1.002 | 0.35288 | 3.2767 | 3.9453 | 2.7263 | 0.42412 | 0 | 0.74504 | 1.0706 | 0 | 0.35288
2018-11-01 | 4 | 11 | Winter: On-Peak |  | 36 | heating | 0.35894 | 0.94956 | 1.002 | 0.34153 | 3.2767 | 3.8184 | 2.7263 | 0.41048 | 0 | 0.72851 | 1.0706 | 0 | 0.34153
2018-11-01 | 4 | 12 | Winter: On-Peak |  | 37 | heating | 0.34824 | 0.91648 | 1.002 | 0.31981 | 3.3551 | 3.661 | 2.8034 | 0.38274 | 0 | 0.75911 | 1.0706 | 0 | 0.31981
2018-11-01 | 4 | 13 | Winter: On-Peak |  | 39 | heating | 0.32685 | 0.9004 | 1.002 | 0.2949 | 3.4954 | 3.517 | 2.9502 | 0.3494 | 0 | 0.79116 | 1.0706 | 0 | 0.2949
2018-11-01 | 4 | 14 | Winter: On-Peak |  | 39 | heating | 0.32685 | 0.86033 | 1.002 | 0.28177 | 3.4954 | 3.3605 | 2.9502 | 0.33385 | 0 | 0.84356 | 1.0706 | 0 | 0.28177
2018-11-01 | 4 | 15 | Winter: On-Peak |  | 39 | heating | 0.32685 | 0.85755 | 1.002 | 0.28086 | 3.4954 | 3.3496 | 2.9502 | 0.33276 | 0 | 0.96593 | 1.0706 | 0 | 0.28086
2018-11-01 | 4 | 16 | Winter: On-Peak |  | 37 | heating | 0.34824 | 0.88345 | 1.002 | 0.30828 | 3.3551 | 3.5291 | 2.8034 | 0.36895 | 0 | 1.1649 | 1.0706 | 0 | 0.30828
2018-11-01 | 4 | 17 | Winter: On-Peak |  | 37 | heating | 0.34824 | 0.94026 | 1.002 | 0.32811 | 3.3551 | 3.756 | 2.8034 | 0.39267 | 0 | 1.3522 | 1.0706 | 0 | 0.32811
2018-11-01 | 4 | 18 | Winter: On-Peak |  | 37 | heating | 0.34824 | 0.98182 | 1.002 | 0.34261 | 3.3551 | 3.9221 | 2.8034 | 0.41003 | 0 | 1.5599 | 1.0706 | 0 | 0.34261
2018-11-01 | 4 | 19 | Winter: On-Peak |  | 37 | heating | 0.34824 | 0.98419 | 1.002 | 0.34344 | 3.3551 | 3.9315 | 2.8034 | 0.41102 | 0 | 1.6764 | 1.0706 | 0 | 0.34344
2018-11-01 | 4 | 20 | Winter: On-Peak |  | 37 | heating | 0.34824 | 0.97072 | 1.002 | 0.33874 | 3.3551 | 3.8777 | 2.8034 | 0.40539 | 0 | 1.5244 | 1.0706 | 0 | 0.33874
2018-11-01 | 4 | 21 | Winter: On-Peak |  | 37 | heating | 0.34824 | 0.95751 | 1.002 | 0.33413 | 3.3551 | 3.8249 | 2.8034 | 0.39988 | 0 | 1.4449 | 1.0706 | 0 | 0.33413
2018-11-01 | 4 | 22 | Winter: On-Peak |  | 36 | heating | 0.35894 | 0.94265 | 1.002 | 0.33904 | 3.2767 | 3.7906 | 2.7263 | 0.40749 | 0 | 1.2427 | 1.0706 | 0 | 0.33904
2018-11-01 | 4 | 23 | Winter: Off-Peak |  | 36 | heating | 0.35894 | 0.94451 | 1.002 | 0.33971 | 3.2767 | 3.798 | 2.7263 | 0.40829 | 0 | 1.0298 | 1.0706 | 0 | 0.33971
2018-11-02 | 5 | 0 | Winter: Off-Peak |  | 36 | heating | 0.35894 | 0.97482 | 1.0078 | 0.35263 | 3.2767 | 3.9424 | 2.7263 | 0.42382 | 0 | 0.90669 | 1.1856 | 0 | 0.35263
2018-11-02 | 5 | 1 | Winter: Off-Peak |  | 36 | heating | 0.35894 | 1.0122 | 1.0078 | 0.36617 | 3.2767 | 4.0938 | 2.7263 | 0.44009 | 0 | 0.81803 | 1.1856 | 0 | 0.36617
2018-11-02 | 5 | 2 | Winter: Off-Peak |  | 36 | heating | 0.35894 | 1.051 | 1.0078 | 0.38018 | 3.2767 | 4.2504 | 2.7263 | 0.45693 | 0 | 0.74508 | 1.1856 | 0 | 0.38018
2018-11-02 | 5 | 3 | Winter: Off-Peak |  | 36 | heating | 0.35894 | 1.0924 | 1.0078 | 0.39516 | 3.2767 | 4.418 | 2.7263 | 0.47494 | 0 | 0.69159 | 1.1856 | 0 | 0.39516
2018-11-02 | 5 | 4 | Winter: Off-Peak |  | 36 | heating | 0.35894 | 1.1348 | 1.0078 | 0.41051 | 3.2767 | 4.5896 | 2.7263 | 0.49338 | 0 | 0.64739 | 1.1856 | 0 | 0.41051
2018-11-02 | 5 | 5 | Winter: Off-Peak |  | 36 | heating | 0.35894 | 1.1636 | 1.0078 | 0.4209 | 3.2767 | 4.7058 | 2.7263 | 0.50587 | 0 | 0.7214 | 1.1856 | 0 | 0.4209
2018-11-02 | 5 | 6 | Winter: Off-Peak |  | 36 | heating | 0.35894 | 1.2084 | 1.0078 | 0.43712 | 3.2767 | 4.8871 | 2.7263 | 0.52537 | 0 | 0.87787 | 1.1856 | 0 | 0.43712
2018-11-02 | 5 | 7 | Winter: On-Peak |  | 36 | heating | 0.35894 | 1.1637 | 1.0078 | 0.42097 | 3.2767 | 4.7065 | 2.7263 | 0.50595 | 0 | 0.97331 | 1.1856 | 0 | 0.42097
2018-11-02 | 5 | 8 | Winter: On-Peak |  | 36 | heating | 0.35894 | 1.0942 | 1.0078 | 0.39581 | 3.2767 | 4.4252 | 2.7263 | 0.47572 | 0 | 0.9494 | 1.1856 | 0 | 0.39581
2018-11-02 | 5 | 9 | Winter: On-Peak |  | 36 | heating | 0.35894 | 1.0343 | 1.0078 | 0.37415 | 3.2767 | 4.183 | 2.7263 | 0.44968 | 0 | 0.84085 | 1.1856 | 0 | 0.37415
2018-11-02 | 5 | 10 | Winter: On-Peak |  | 37 | heating | 0.34824 | 0.98112 | 1.0078 | 0.34433 | 3.3551 | 3.9418 | 2.8034 | 0.41209 | 0 | 0.74504 | 1.1856 | 0 | 0.34433
2018-11-02 | 5 | 11 | Winter: On-Peak |  | 37 | heating | 0.34824 | 0.94956 | 1.0078 | 0.33326 | 3.3551 | 3.815 | 2.8034 | 0.39884 | 0 | 0.72851 | 1.1856 | 0 | 0.33326
2018-11-02 | 5 | 12 | Winter: On-Peak |  | 39 | heating | 0.32685 | 0.91648 | 1.0078 | 0.30189 | 3.4954 | 3.6004 | 2.9502 | 0.35768 | 0 | 0.75911 | 1.1856 | 0 | 0.30189
2018-11-02 | 5 | 13 | Winter: On-Peak |  | 39 | heating | 0.32685 | 0.9004 | 1.0078 | 0.29659 | 3.4954 | 3.5372 | 2.9502 | 0.3514 | 0 | 0.79116 | 1.1856 | 0 | 0.29659
2018-11-02 | 5 | 14 | Winter: On-Peak |  | 39 | heating | 0.32685 | 0.86033 | 1.0078 | 0.28339 | 3.4954 | 3.3798 | 2.9502 | 0.33576 | 0 | 0.84356 | 1.1856 | 0 | 0.28339
2018-11-02 | 5 | 15 | Winter: On-Peak |  | 39 | heating | 0.32685 | 0.85755 | 1.0078 | 0.28247 | 3.4954 | 3.3689 | 2.9502 | 0.33468 | 0 | 0.96593 | 1.1856 | 0 | 0.28247
2018-11-02 | 5 | 16 | Winter: On-Peak |  | 39 | heating | 0.32685 | 0.88345 | 1.0078 | 0.29101 | 3.4954 | 3.4706 | 2.9502 | 0.34479 | 0 | 1.1649 | 1.1856 | 0 | 0.29101
2018-11-02 | 5 | 17 | Winter: On-Peak |  | 37 | heating | 0.34824 | 0.94026 | 1.0078 | 0.32999 | 3.3551 | 3.7776 | 2.8034 | 0.39493 | 0 | 1.3522 | 1.1856 | 0 | 0.32999
2018-11-02 | 5 | 18 | Winter: On-Peak |  | 30 | heating | 0.42311 | 0.98182 | 1.0078 | 0.41866 | 3.0748 | 4.3922 | 2.334 | 0.55154 | 0 | 1.5599 | 1.1856 | 0 | 0.41866
2018-11-02 | 5 | 19 | Winter: On-Peak |  | 28 | heating | 0.4445 | 0.98419 | 1.0078 | 0.44089 | 3.0942 | 4.6546 | 2.2833 | 0.59746 | 0 | 1.6764 | 1.1856 | 0 | 0.44089
2018-11-02 | 5 | 20 | Winter: On-Peak |  | 28 | heating | 0.4445 | 0.97072 | 1.0078 | 0.43486 | 3.0942 | 4.5909 | 2.2833 | 0.58929 | 0 | 1.5244 | 1.1856 | 0 | 0.43486
2018-11-02 | 5 | 21 | Winter: On-Peak |  | 28 | heating | 0.4445 | 0.95751 | 1.0078 | 0.42894 | 3.0942 | 4.5284 | 2.2833 | 0.58127 | 0 | 1.4449 | 1.1856 | 0 | 0.42894
2018-11-02 | 5 | 22 | Winter: On-Peak |  | 27 | heating | 0.4552 | 0.94265 | 1.0078 | 0.43244 | 3.1144 | 4.5952 | 2.2875 | 0.58875 | 0 | 1.2427 | 1.1856 | 0 | 0.43244
2018-11-02 | 5 | 23 | Winter: Off-Peak |  | 27 | heating | 0.4552 | 0.94451 | 1.0078 | 0.43329 | 3.1144 | 4.6043 | 2.2875 | 0.58991 | 0 | 1.0298 | 1.1856 | 0 | 0.43329
2018-11-03 | 6 | 0 | Winter: Off-Peak |  | 27 | heating | 0.4552 | 0.97482 | 0.98855 | 0.43865 | 3.1144 | 4.6612 | 2.2875 | 0.59721 | 0 | 0.90669 | 1.0113 | 0 | 0.43865
2018-11-03 | 6 | 1 | Winter: Off-Peak |  | 25 | heating | 0.47659 | 1.0122 | 0.98855 | 0.4769 | 3.0939 | 5.0344 | 2.1844 | 0.67548 | 0 | 0.81803 | 1.0113 | 0 | 0.4769
2018-11-03 | 6 | 2 | Winter: Off-Peak |  | 25 | heating | 0.47659 | 1.051 | 0.98855 | 0.49515 | 3.0939 | 5.227 | 2.1844 | 0.70132 | 0 | 0.74508 | 1.0113 | 0 | 0.49515
2018-11-03 | 6 | 3 | Winter: Off-Peak |  | 27 | heating | 0.4552 | 1.0924 | 0.98855 | 0.49157 | 3.1144 | 5.2235 | 2.2875 | 0.66925 | 0 | 0.69159 | 1.0113 | 0 | 0.49157
2018-11-03 | 6 | 4 | Winter: Off-Peak |  | 25 | heating | 0.47659 | 1.1348 | 0.98855 | 0.53466 | 3.0939 | 5.6441 | 2.1844 | 0.75728 | 0 | 0.64739 | 1.0113 | 0 | 0.53466
2018-11-03 | 6 | 5 | Winter: Off-Peak |  | 27 | heating | 0.4552 | 1.1636 | 0.98855 | 0.52358 | 3.1144 | 5.5637 | 2.2875 | 0.71284 | 0 | 0.7214 | 1.0113 | 0 | 0.52358
2018-11-03 | 6 | 6 | Winter: Off-Peak |  | 25 | heating | 0.47659 | 1.2084 | 0.98855 | 0.56931 | 3.0939 | 6.0099 | 2.1844 | 0.80637 | 0 | 0.87787 | 1.0113 | 0 | 0.56931
2018-11-03 | 6 | 7 | Winter: Off-Peak |  | 27 | heating | 0.4552 | 1.1637 | 0.98855 | 0.52367 | 3.1144 | 5.5646 | 2.2875 | 0.71295 | 0 | 0.97331 | 1.0113 | 0 | 0.52367
2018-11-03 | 6 | 8 | Winter: Off-Peak |  | 28 | heating | 0.4445 | 1.0942 | 0.98855 | 0.4808 | 3.0942 | 5.076 | 2.2833 | 0.65155 | 0 | 0.9494 | 1.0113 | 0 | 0.4808
2018-11-03 | 6 | 9 | Winter: Off-Peak |  | 30 | heating | 0.42311 | 1.0343 | 0.98855 | 0.43261 | 3.0748 | 4.5386 | 2.334 | 0.56992 | 0 | 0.84085 | 1.0113 | 0 | 0.43261
2018-11-03 | 6 | 10 | Winter: Off-Peak |  | 36 | heating | 0.35894 | 0.98112 | 0.98855 | 0.34813 | 3.2767 | 3.8921 | 2.7263 | 0.41841 | 0 | 0.74504 | 1.0113 | 0 | 0.34813
2018-11-03 | 6 | 11 | Winter: Off-Peak |  | 39 | heating | 0.32685 | 0.94956 | 0.98855 | 0.30681 | 3.4954 | 3.6591 | 2.9502 | 0.36351 | 0 | 0.72851 | 1.0113 | 0 | 0.30681
2018-11-03 | 6 | 12 | Winter: Off-Peak |  | 43 | heating | 0.28407 | 0.91648 | 0.98855 | 0.25736 | 3.737 | 3.2815 | 3.2279 | 0.29795 | 0 | 0.75911 | 1.0113 | 0 | 0.25736
2018-11-03 | 6 | 13 | Winter: Off-Peak |  | 45 | heating | 0.26267 | 0.9004 | 0.98855 | 0.2338 | 3.8226 | 3.0494 | 3.3575 | 0.26619 | 0 | 0.79116 | 1.0113 | 0 | 0.2338
2018-11-03 | 6 | 14 | Winter: Off-Peak |  | 46 | heating | 0.25198 | 0.86033 | 0.98855 | 0.2143 | 3.8708 | 2.8303 | 3.4229 | 0.24235 | 0 | 0.84356 | 1.0113 | 0 | 0.2143
2018-11-03 | 6 | 15 | Winter: Off-Peak |  | 46 | heating | 0.25198 | 0.85755 | 0.98855 | 0.21361 | 3.8708 | 2.8212 | 3.4229 | 0.24156 | 0 | 0.96593 | 1.0113 | 0 | 0.21361
2018-11-03 | 6 | 16 | Winter: Off-Peak |  | 46 | heating | 0.25198 | 0.88345 | 0.98855 | 0.22006 | 3.8708 | 2.9064 | 3.4229 | 0.24886 | 0 | 1.1649 | 1.0113 | 0 | 0.22006
2018-11-03 | 6 | 17 | Winter: Off-Peak |  | 41 | heating | 0.30546 | 0.94026 | 0.98855 | 0.28392 | 3.629 | 3.5155 | 3.0928 | 0.33315 | 0 | 1.3522 | 1.0113 | 0 | 0.28392
2018-11-03 | 6 | 18 | Winter: Off-Peak |  | 39 | heating | 0.32685 | 0.98182 | 0.98855 | 0.31723 | 3.4954 | 3.7834 | 2.9502 | 0.37586 | 0 | 1.5599 | 1.0113 | 0 | 0.31723
2018-11-03 | 6 | 19 | Winter: Off-Peak |  | 37 | heating | 0.34824 | 0.98419 | 0.98855 | 0.33881 | 3.3551 | 3.8785 | 2.8034 | 0.40548 | 0 | 1.6764 | 1.0113 | 0 | 0.33881
2018-11-03 | 6 | 20 | Winter: Off-Peak |  | 36 | heating | 0.35894 | 0.97072 | 0.98855 | 0.34444 | 3.2767 | 3.8509 | 2.7263 | 0.41397 | 0 | 1.5244 | 1.0113 | 0 | 0.34444
2018-11-03 | 6 | 21 | Winter: Off-Peak |  | 36 | heating | 0.35894 | 0.95751 | 0.98855 | 0.33975 | 3.2767 | 3.7985 | 2.7263 | 0.40834 | 0 | 1.4449 | 1.0113 | 0 | 0.33975
2018-11-03 | 6 | 22 | Winter: Off-Peak |  | 36 | heating | 0.35894 | 0.94265 | 0.98855 | 0.33448 | 3.2767 | 3.7395 | 2.7263 | 0.402 | 0 | 1.2427 | 1.0113 | 0 | 0.33448
2018-11-03 | 6 | 23 | Winter: Off-Peak |  | 36 | heating | 0.35894 | 0.94451 | 0.98855 | 0.33514 | 3.2767 | 3.7469 | 2.7263 | 0.40279 | 0 | 1.0298 | 1.0113 | 0 | 0.33514
2018-11-04 | 7 | 0 | Winter: Off-Peak |  | 34 | heating | 0.38033 | 0.97482 | 0.93761 | 0.34762 | 3.1618 | 3.7501 | 2.5824 | 0.4256 | 0 | 0.90669 | 1.0096 | 0 | 0.34762
2018-11-04 | 7 | 1 | Winter: Off-Peak |  | 34 | heating | 0.38033 | 1.0122 | 0.93761 | 0.36096 | 3.1618 | 3.8941 | 2.5824 | 0.44194 | 0 | 0.81803 | 1.0096 | 0 | 0.36096
2018-11-04 | 7 | 2 | Winter: Off-Peak |  | 34 | heating | 0.38033 | 1.051 | 0.93761 | 0.37477 | 3.1618 | 4.0431 | 2.5824 | 0.45885 | 0 | 0.74508 | 1.0096 | 0 | 0.37477
2018-11-04 | 7 | 3 | Winter: Off-Peak |  | 36 | heating | 0.35894 | 1.0924 | 0.93761 | 0.36764 | 3.2767 | 4.1103 | 2.7263 | 0.44186 | 0 | 0.69159 | 1.0096 | 0 | 0.36764
2018-11-04 | 7 | 4 | Winter: Off-Peak |  | 37 | heating | 0.34824 | 1.1348 | 0.93761 | 0.37054 | 3.3551 | 4.2417 | 2.8034 | 0.44345 | 0 | 0.64739 | 1.0096 | 0 | 0.37054
2018-11-04 | 7 | 5 | Winter: Off-Peak |  | 37 | heating | 0.34824 | 1.1636 | 0.93761 | 0.37992 | 3.3551 | 4.3491 | 2.8034 | 0.45468 | 0 | 0.7214 | 1.0096 | 0 | 0.37992
2018-11-04 | 7 | 6 | Winter: Off-Peak |  | 39 | heating | 0.32685 | 1.2084 | 0.93761 | 0.37032 | 3.4954 | 4.4165 | 2.9502 | 0.43875 | 0 | 0.87787 | 1.0096 | 0 | 0.37032
2018-11-04 | 7 | 7 | Winter: Off-Peak |  | 39 | heating | 0.32685 | 1.1637 | 0.93761 | 0.35664 | 3.4954 | 4.2533 | 2.9502 | 0.42254 | 0 | 0.97331 | 1.0096 | 0 | 0.35664
2018-11-04 | 7 | 8 | Winter: Off-Peak |  | 39 | heating | 0.32685 | 1.0942 | 0.93761 | 0.33532 | 3.4954 | 3.9991 | 2.9502 | 0.39729 | 0 | 0.9494 | 1.0096 | 0 | 0.33532
2018-11-04 | 7 | 9 | Winter: Off-Peak |  | 39 | heating | 0.32685 | 1.0343 | 0.93761 | 0.31697 | 3.4954 | 3.7802 | 2.9502 | 0.37554 | 0 | 0.84085 | 1.0096 | 0 | 0.31697
2018-11-04 | 7 | 10 | Winter: Off-Peak |  | 39 | heating | 0.32685 | 0.98112 | 0.93761 | 0.30067 | 3.4954 | 3.5859 | 2.9502 | 0.35624 | 0 | 0.74504 | 1.0096 | 0 | 0.30067
2018-11-04 | 7 | 11 | Winter: Off-Peak |  | 39 | heating | 0.32685 | 0.94956 | 0.93761 | 0.291 | 3.4954 | 3.4705 | 2.9502 | 0.34478 | 0 | 0.72851 | 1.0096 | 0 | 0.291
2018-11-04 | 7 | 12 | Winter: Off-Peak |  | 39 | heating | 0.32685 | 0.91648 | 0.93761 | 0.28086 | 3.4954 | 3.3496 | 2.9502 | 0.33277 | 0 | 0.75911 | 1.0096 | 0 | 0.28086
2018-11-04 | 7 | 13 | Winter: Off-Peak |  | 41 | heating | 0.30546 | 0.9004 | 0.93761 | 0.25787 | 3.629 | 3.1931 | 3.0928 | 0.30259 | 0 | 0.79116 | 1.0096 | 0 | 0.25787
2018-11-04 | 7 | 14 | Winter: Off-Peak |  | 41 | heating | 0.30546 | 0.86033 | 0.93761 | 0.2464 | 3.629 | 3.0509 | 3.0928 | 0.28912 | 0 | 0.84356 | 1.0096 | 0 | 0.2464
2018-11-04 | 7 | 15 | Winter: Off-Peak |  | 39 | heating | 0.32685 | 0.85755 | 0.93761 | 0.2628 | 3.4954 | 3.1342 | 2.9502 | 0.31137 | 0 | 0.96593 | 1.0096 | 0 | 0.2628
2018-11-04 | 7 | 16 | Winter: Off-Peak |  | 41 | heating | 0.30546 | 0.88345 | 0.93761 | 0.25302 | 3.629 | 3.1329 | 3.0928 | 0.29689 | 0 | 1.1649 | 1.0096 | 0 | 0.25302
2018-11-04 | 7 | 17 | Winter: Off-Peak |  | 39 | heating | 0.32685 | 0.94026 | 0.93761 | 0.28815 | 3.4954 | 3.4365 | 2.9502 | 0.3414 | 0 | 1.3522 | 1.0096 | 0 | 0.28815
2018-11-04 | 7 | 18 | Winter: Off-Peak |  | 39 | heating | 0.32685 | 0.98182 | 0.93761 | 0.30089 | 3.4954 | 3.5884 | 2.9502 | 0.35649 | 0 | 1.5599 | 1.0096 | 0 | 0.30089
2018-11-04 | 7 | 19 | Winter: Off-Peak |  | 41 | heating | 0.30546 | 0.98419 | 0.93761 | 0.28187 | 3.629 | 3.4902 | 3.0928 | 0.33074 | 0 | 1.6764 | 1.0096 | 0 | 0.28187
2018-11-04 | 7 | 20 | Winter: Off-Peak |  | 41 | heating | 0.30546 | 0.97072 | 0.93761 | 0.27801 | 3.629 | 3.4424 | 3.0928 | 0.32622 | 0 | 1.5244 | 1.0096 | 0 | 0.27801
2018-11-04 | 7 | 21 | Winter: Off-Peak |  | 39 | heating | 0.32685 | 0.95751 | 0.93761 | 0.29344 | 3.4954 | 3.4996 | 2.9502 | 0.34766 | 0 | 1.4449 | 1.0096 | 0 | 0.29344
2018-11-04 | 7 | 22 | Winter: Off-Peak |  | 39 | heating | 0.32685 | 0.94265 | 0.93761 | 0.28888 | 3.4954 | 3.4453 | 2.9502 | 0.34227 | 0 | 1.2427 | 1.0096 | 0 | 0.28888
2018-11-04 | 7 | 23 | Winter: Off-Peak |  | 39 | heating | 0.32685 | 0.94451 | 0.93761 | 0.28945 | 3.4954 | 3.452 | 2.9502 | 0.34294 | 0 | 1.0298 | 1.0096 | 0 | 0.28945
2018-11-05 | 1 | 0 | Winter: Off-Peak |  | 39 | heating | 0.32685 | 0.97482 | 1.0177 | 0.32427 | 3.4954 | 3.8673 | 2.9502 | 0.38419 | 0 | 0.90669 | 0.9441 | 0 | 0.32427
2018-11-05 | 1 | 1 | Winter: Off-Peak |  | 39 | heating | 0.32685 | 1.0122 | 1.0177 | 0.33672 | 3.4954 | 4.0157 | 2.9502 | 0.39894 | 0 | 0.81803 | 0.9441 | 0 | 0.33672
2018-11-05 | 1 | 2 | Winter: Off-Peak |  | 37 | heating | 0.34824 | 1.051 | 1.0177 | 0.37248 | 3.3551 | 4.264 | 2.8034 | 0.44578 | 0 | 0.74508 | 0.9441 | 0 | 0.37248
2018-11-05 | 1 | 3 | Winter: Off-Peak |  | 39 | heating | 0.32685 | 1.0924 | 1.0177 | 0.36338 | 3.4954 | 4.3337 | 2.9502 | 0.43053 | 0 | 0.69159 | 0.9441 | 0 | 0.36338
2018-11-05 | 1 | 4 | Winter: Off-Peak |  | 39 | heating | 0.32685 | 1.1348 | 1.0177 | 0.37749 | 3.4954 | 4.5021 | 2.9502 | 0.44725 | 0 | 0.64739 | 0.9441 | 0 | 0.37749
2018-11-05 | 1 | 5 | Winter: Off-Peak |  | 39 | heating | 0.32685 | 1.1636 | 1.0177 | 0.38705 | 3.4954 | 4.616 | 2.9502 | 0.45858 | 0 | 0.7214 | 0.9441 | 0 | 0.38705
2018-11-05 | 1 | 6 | Winter: Off-Peak |  | 39 | heating | 0.32685 | 1.2084 | 1.0177 | 0.40196 | 3.4954 | 4.7939 | 2.9502 | 0.47625 | 0 | 0.87787 | 0.9441 | 0 | 0.40196
2018-11-05 | 1 | 7 | Winter: On-Peak |  | 39 | heating | 0.32685 | 1.1637 | 1.0177 | 0.38711 | 3.4954 | 4.6168 | 2.9502 | 0.45865 | 0 | 0.97331 | 0.9441 | 0 | 0.38711
2018-11-05 | 1 | 8 | Winter: On-Peak |  | 39 | heating | 0.32685 | 1.0942 | 1.0177 | 0.36398 | 3.4954 | 4.3409 | 2.9502 | 0.43124 | 0 | 0.9494 | 0.9441 | 0 | 0.36398
2018-11-05 | 1 | 9 | Winter: On-Peak |  | 39 | heating | 0.32685 | 1.0343 | 1.0177 | 0.34405 | 3.4954 | 4.1032 | 2.9502 | 0.40763 | 0 | 0.84085 | 0.9441 | 0 | 0.34405
2018-11-05 | 1 | 10 | Winter: On-Peak |  | 39 | heating | 0.32685 | 0.98112 | 1.0177 | 0.32636 | 3.4954 | 3.8923 | 2.9502 | 0.38668 | 0 | 0.74504 | 0.9441 | 0 | 0.32636
2018-11-05 | 1 | 11 | Winter: On-Peak |  | 41 | heating | 0.30546 | 0.94956 | 1.0177 | 0.29519 | 3.629 | 3.6551 | 3.0928 | 0.34637 | 0 | 0.72851 | 0.9441 | 0 | 0.29519
2018-11-05 | 1 | 12 | Winter: On-Peak |  | 41 | heating | 0.30546 | 0.91648 | 1.0177 | 0.28491 | 3.629 | 3.5278 | 3.0928 | 0.33431 | 0 | 0.75911 | 0.9441 | 0 | 0.28491
2018-11-05 | 1 | 13 | Winter: On-Peak |  | 41 | heating | 0.30546 | 0.9004 | 1.0177 | 0.27991 | 3.629 | 3.4659 | 3.0928 | 0.32844 | 0 | 0.79116 | 0.9441 | 0 | 0.27991
2018-11-05 | 1 | 14 | Winter: On-Peak |  | 43 | heating | 0.28407 | 0.86033 | 1.0177 | 0.24872 | 3.737 | 3.1714 | 3.2279 | 0.28795 | 0 | 0.84356 | 0.9441 | 0 | 0.24872
2018-11-05 | 1 | 15 | Winter: On-Peak |  | 43 | heating | 0.28407 | 0.85755 | 1.0177 | 0.24792 | 3.737 | 3.1611 | 3.2279 | 0.28702 | 0 | 0.96593 | 0.9441 | 0 | 0.24792
2018-11-05 | 1 | 16 | Winter: On-Peak |  | 43 | heating | 0.28407 | 0.88345 | 1.0177 | 0.25541 | 3.737 | 3.2566 | 3.2279 | 0.29569 | 0 | 1.1649 | 0.9441 | 0 | 0.25541
2018-11-05 | 1 | 17 | Winter: On-Peak |  | 43 | heating | 0.28407 | 0.94026 | 1.0177 | 0.27183 | 3.737 | 3.466 | 3.2279 | 0.3147 | 0 | 1.3522 | 0.9441 | 0 | 0.27183
2018-11-05 | 1 | 18 | Winter: On-Peak |  | 43 | heating | 0.28407 | 0.98182 | 1.0177 | 0.28385 | 3.737 | 3.6192 | 3.2279 | 0.32862 | 0 | 1.5599 | 0.9441 | 0 | 0.28385
2018-11-05 | 1 | 19 | Winter: On-Peak |  | 41 | heating | 0.30546 | 0.98419 | 1.0177 | 0.30596 | 3.629 | 3.7884 | 3.0928 | 0.35901 | 0 | 1.6764 | 0.9441 | 0 | 0.30596
2018-11-05 | 1 | 20 | Winter: On-Peak |  | 41 | heating | 0.30546 | 0.97072 | 1.0177 | 0.30177 | 3.629 | 3.7366 | 3.0928 | 0.35409 | 0 | 1.5244 | 0.9441 | 0 | 0.30177
2018-11-05 | 1 | 21 | Winter: On-Peak |  | 41 | heating | 0.30546 | 0.95751 | 1.0177 | 0.29766 | 3.629 | 3.6857 | 3.0928 | 0.34927 | 0 | 1.4449 | 0.9441 | 0 | 0.29766
2018-11-05 | 1 | 22 | Winter: On-Peak |  | 39 | heating | 0.32685 | 0.94265 | 1.0177 | 0.31357 | 3.4954 | 3.7397 | 2.9502 | 0.37151 | 0 | 1.2427 | 0.9441 | 0 | 0.31357
2018-11-05 | 1 | 23 | Winter: Off-Peak |  | 39 | heating | 0.32685 | 0.94451 | 1.0177 | 0.31418 | 3.4954 | 3.747 | 2.9502 | 0.37225 | 0 | 1.0298 | 0.9441 | 0 | 0.31418
2018-11-06 | 2 | 0 | Winter: Off-Peak |  | 39 | heating | 0.32685 | 0.97482 | 1.02 | 0.32498 | 3.4954 | 3.8758 | 2.9502 | 0.38504 | 0 | 0.90669 | 0.83669 | 0 | 0.32498
2018-11-06 | 2 | 1 | Winter: Off-Peak |  | 37 | heating | 0.34824 | 1.0122 | 1.02 | 0.35954 | 3.3551 | 4.1159 | 2.8034 | 0.43029 | 0 | 0.81803 | 0.83669 | 0 | 0.35954
2018-11-06 | 2 | 2 | Winter: Off-Peak |  | 37 | heating | 0.34824 | 1.051 | 1.02 | 0.3733 | 3.3551 | 4.2734 | 2.8034 | 0.44676 | 0 | 0.74508 | 0.83669 | 0 | 0.3733
2018-11-06 | 2 | 3 | Winter: Off-Peak |  | 36 | heating | 0.35894 | 1.0924 | 1.02 | 0.39993 | 3.2767 | 4.4713 | 2.7263 | 0.48067 | 0 | 0.69159 | 0.83669 | 0 | 0.39993
2018-11-06 | 2 | 4 | Winter: Off-Peak |  | 34 | heating | 0.38033 | 1.1348 | 1.02 | 0.44023 | 3.1618 | 4.7491 | 2.5824 | 0.53898 | 0 | 0.64739 | 0.83669 | 0 | 0.44023
2018-11-06 | 2 | 5 | Winter: Off-Peak |  | 36 | heating | 0.35894 | 1.1636 | 1.02 | 0.42598 | 3.2767 | 4.7625 | 2.7263 | 0.51198 | 0 | 0.7214 | 0.83669 | 0 | 0.42598
2018-11-06 | 2 | 6 | Winter: Off-Peak |  | 34 | heating | 0.38033 | 1.2084 | 1.02 | 0.46876 | 3.1618 | 5.057 | 2.5824 | 0.57392 | 0 | 0.87787 | 0.83669 | 0 | 0.46876
2018-11-06 | 2 | 7 | Winter: On-Peak |  | 34 | heating | 0.38033 | 1.1637 | 1.02 | 0.45144 | 3.1618 | 4.8701 | 2.5824 | 0.55271 | 0 | 0.97331 | 0.83669 | 0 | 0.45144
2018-11-06 | 2 | 8 | Winter: On-Peak |  | 36 | heating | 0.35894 | 1.0942 | 1.02 | 0.40059 | 3.2767 | 4.4786 | 2.7263 | 0.48146 | 0 | 0.9494 | 0.83669 | 0 | 0.40059
2018-11-06 | 2 | 9 | Winter: On-Peak |  | 36 | heating | 0.35894 | 1.0343 | 1.02 | 0.37866 | 3.2767 | 4.2335 | 2.7263 | 0.4551 | 0 | 0.84085 | 0.83669 | 0 | 0.37866
2018-11-06 | 2 | 10 | Winter: On-Peak |  | 37 | heating | 0.34824 | 0.98112 | 1.02 | 0.34849 | 3.3551 | 3.9893 | 2.8034 | 0.41707 | 0 | 0.74504 | 0.83669 | 0 | 0.34849
2018-11-06 | 2 | 11 | Winter: On-Peak |  | 37 | heating | 0.34824 | 0.94956 | 1.02 | 0.33728 | 3.3551 | 3.861 | 2.8034 | 0.40365 | 0 | 0.72851 | 0.83669 | 0 | 0.33728
2018-11-06 | 2 | 12 | Winter: On-Peak |  | 39 | heating | 0.32685 | 0.91648 | 1.02 | 0.30553 | 3.4954 | 3.6438 | 2.9502 | 0.362 | 0 | 0.75911 | 0.83669 | 0 | 0.30553
2018-11-06 | 2 | 13 | Winter: On-Peak |  | 41 | heating | 0.30546 | 0.9004 | 1.02 | 0.28053 | 3.629 | 3.4735 | 3.0928 | 0.32917 | 0 | 0.79116 | 0.83669 | 0 | 0.28053
2018-11-06 | 2 | 14 | Winter: On-Peak |  | 39 | heating | 0.32685 | 0.86033 | 1.02 | 0.28681 | 3.4954 | 3.4206 | 2.9502 | 0.33982 | 0 | 0.84356 | 0.83669 | 0 | 0.28681
2018-11-06 | 2 | 15 | Winter: On-Peak |  | 39 | heating | 0.32685 | 0.85755 | 1.02 | 0.28588 | 3.4954 | 3.4095 | 2.9502 | 0.33872 | 0 | 0.96593 | 0.83669 | 0 | 0.28588
2018-11-06 | 2 | 16 | Winter: On-Peak |  | 37 | heating | 0.34824 | 0.88345 | 1.02 | 0.3138 | 3.3551 | 3.5922 | 2.8034 | 0.37554 | 0 | 1.1649 | 0.83669 | 0 | 0.3138
2018-11-06 | 2 | 17 | Winter: On-Peak |  | 37 | heating | 0.34824 | 0.94026 | 1.02 | 0.33397 | 3.3551 | 3.8232 | 2.8034 | 0.39969 | 0 | 1.3522 | 0.83669 | 0 | 0.33397
2018-11-06 | 2 | 18 | Winter: On-Peak |  | 37 | heating | 0.34824 | 0.98182 | 1.02 | 0.34874 | 3.3551 | 3.9922 | 2.8034 | 0.41736 | 0 | 1.5599 | 0.83669 | 0 | 0.34874
2018-11-06 | 2 | 19 | Winter: On-Peak |  | 37 | heating | 0.34824 | 0.98419 | 1.02 | 0.34958 | 3.3551 | 4.0018 | 2.8034 | 0.41837 | 0 | 1.6764 | 0.83669 | 0 | 0.34958
2018-11-06 | 2 | 20 | Winter: On-Peak |  | 37 | heating | 0.34824 | 0.97072 | 1.02 | 0.34479 | 3.3551 | 3.947 | 2.8034 | 0.41264 | 0 | 1.5244 | 0.83669 | 0 | 0.34479
2018-11-06 | 2 | 21 | Winter: On-Peak |  | 36 | heating | 0.35894 | 0.95751 | 1.02 | 0.35055 | 3.2767 | 3.9192 | 2.7263 | 0.42132 | 0 | 1.4449 | 0.83669 | 0 | 0.35055
2018-11-06 | 2 | 22 | Winter: On-Peak |  | 36 | heating | 0.35894 | 0.94265 | 1.02 | 0.34511 | 3.2767 | 3.8584 | 2.7263 | 0.41478 | 0 | 1.2427 | 0.83669 | 0 | 0.34511
2018-11-06 | 2 | 23 | Winter: Off-Peak |  | 36 | heating | 0.35894 | 0.94451 | 1.02 | 0.34579 | 3.2767 | 3.866 | 2.7263 | 0.41559 | 0 | 1.0298 | 0.83669 | 0 | 0.34579
2018-11-07 | 3 | 0 | Winter: Off-Peak |  | 36 | heating | 0.35894 | 0.97482 | 1.0263 | 0.3591 | 3.2767 | 4.0148 | 2.7263 | 0.4316 | 0 | 0.90669 | 0.94211 | 0 | 0.3591
2018-11-07 | 3 | 1 | Winter: Off-Peak |  | 36 | heating | 0.35894 | 1.0122 | 1.0263 | 0.37289 | 3.2767 | 4.1689 | 2.7263 | 0.44817 | 0 | 0.81803 | 0.94211 | 0 | 0.37289
2018-11-07 | 3 | 2 | Winter: Off-Peak |  | 36 | heating | 0.35894 | 1.051 | 1.0263 | 0.38715 | 3.2767 | 4.3284 | 2.7263 | 0.46531 | 0 | 0.74508 | 0.94211 | 0 | 0.38715
2018-11-07 | 3 | 3 | Winter: Off-Peak |  | 34 | heating | 0.38033 | 1.0924 | 1.0263 | 0.4264 | 3.1618 | 4.6 | 2.5824 | 0.52206 | 0 | 0.69159 | 0.94211 | 0 | 0.4264
2018-11-07 | 3 | 4 | Winter: Off-Peak |  | 34 | heating | 0.38033 | 1.1348 | 1.0263 | 0.44296 | 3.1618 | 4.7786 | 2.5824 | 0.54233 | 0 | 0.64739 | 0.94211 | 0 | 0.44296
2018-11-07 | 3 | 5 | Winter: Off-Peak |  | 34 | heating | 0.38033 | 1.1636 | 1.0263 | 0.45417 | 3.1618 | 4.8996 | 2.5824 | 0.55606 | 0 | 0.7214 | 0.94211 | 0 | 0.45417
2018-11-07 | 3 | 6 | Winter: Off-Peak |  | 34 | heating | 0.38033 | 1.2084 | 1.0263 | 0.47167 | 3.1618 | 5.0884 | 2.5824 | 0.57749 | 0 | 0.87787 | 0.94211 | 0 | 0.47167
2018-11-07 | 3 | 7 | Winter: On-Peak |  | 34 | heating | 0.38033 | 1.1637 | 1.0263 | 0.45425 | 3.1618 | 4.9004 | 2.5824 | 0.55615 | 0 | 0.97331 | 0.94211 | 0 | 0.45425
2018-11-07 | 3 | 8 | Winter: On-Peak |  | 34 | heating | 0.38033 | 1.0942 | 1.0263 | 0.4271 | 3.1618 | 4.6075 | 2.5824 | 0.52291 | 0 | 0.9494 | 0.94211 | 0 | 0.4271
2018-11-07 | 3 | 9 | Winter: On-Peak |  | 34 | heating | 0.38033 | 1.0343 | 1.0263 | 0.40372 | 3.1618 | 4.3553 | 2.5824 | 0.49429 | 0 | 0.84085 | 0.94211 | 0 | 0.40372
2018-11-07 | 3 | 10 | Winter: On-Peak |  | 34 | heating | 0.38033 | 0.98112 | 1.0263 | 0.38296 | 3.1618 | 4.1314 | 2.5824 | 0.46888 | 0 | 0.74504 | 0.94211 | 0 | 0.38296
2018-11-07 | 3 | 11 | Winter: On-Peak |  | 36 | heating | 0.35894 | 0.94956 | 1.0263 | 0.3498 | 3.2767 | 3.9108 | 2.7263 | 0.42041 | 0 | 0.72851 | 0.94211 | 0 | 0.3498
2018-11-07 | 3 | 12 | Winter: On-Peak |  | 37 | heating | 0.34824 | 0.91648 | 1.0263 | 0.32755 | 3.3551 | 3.7497 | 2.8034 | 0.39201 | 0 | 0.75911 | 0.94211 | 0 | 0.32755
2018-11-07 | 3 | 13 | Winter: On-Peak |  | 37 | heating | 0.34824 | 0.9004 | 1.0263 | 0.3218 | 3.3551 | 3.6839 | 2.8034 | 0.38513 | 0 | 0.79116 | 0.94211 | 0 | 0.3218
2018-11-07 | 3 | 14 | Winter: On-Peak |  | 39 | heating | 0.32685 | 0.86033 | 1.0263 | 0.28859 | 3.4954 | 3.4418 | 2.9502 | 0.34193 | 0 | 0.84356 | 0.94211 | 0 | 0.28859
2018-11-07 | 3 | 15 | Winter: On-Peak |  | 39 | heating | 0.32685 | 0.85755 | 1.0263 | 0.28766 | 3.4954 | 3.4307 | 2.9502 | 0.34082 | 0 | 0.96593 | 0.94211 | 0 | 0.28766
2018-11-07 | 3 | 16 | Winter: On-Peak |  | 37 | heating | 0.34824 | 0.88345 | 1.0263 | 0.31574 | 3.3551 | 3.6145 | 2.8034 | 0.37788 | 0 | 1.1649 | 0.94211 | 0 | 0.31574
2018-11-07 | 3 | 17 | Winter: On-Peak |  | 36 | heating | 0.35894 | 0.94026 | 1.0263 | 0.34637 | 3.2767 | 3.8725 | 2.7263 | 0.4163 | 0 | 1.3522 | 0.94211 | 0 | 0.34637
2018-11-07 | 3 | 18 | Winter: On-Peak |  | 36 | heating | 0.35894 | 0.98182 | 1.0263 | 0.36168 | 3.2767 | 4.0437 | 2.7263 | 0.4347 | 0 | 1.5599 | 0.94211 | 0 | 0.36168
2018-11-07 | 3 | 19 | Winter: On-Peak |  | 34 | heating | 0.38033 | 0.98419 | 1.0263 | 0.38416 | 3.1618 | 4.1443 | 2.5824 | 0.47034 | 0 | 1.6764 | 0.94211 | 0 | 0.38416
2018-11-07 | 3 | 20 | Winter: On-Peak |  | 34 | heating | 0.38033 | 0.97072 | 1.0263 | 0.3789 | 3.1618 | 4.0876 | 2.5824 | 0.4639 | 0 | 1.5244 | 0.94211 | 0 | 0.3789
2018-11-07 | 3 | 21 | Winter: On-Peak |  | 34 | heating | 0.38033 | 0.95751 | 1.0263 | 0.37375 | 3.1618 | 4.032 | 2.5824 | 0.45759 | 0 | 1.4449 | 0.94211 | 0 | 0.37375
2018-11-07 | 3 | 22 | Winter: On-Peak |  | 34 | heating | 0.38033 | 0.94265 | 1.0263 | 0.36795 | 3.1618 | 3.9694 | 2.5824 | 0.45049 | 0 | 1.2427 | 0.94211 | 0 | 0.36795
2018-11-07 | 3 | 23 | Winter: Off-Peak |  | 34 | heating | 0.38033 | 0.94451 | 1.0263 | 0.36867 | 3.1618 | 3.9772 | 2.5824 | 0.45138 | 0 | 1.0298 | 0.94211 | 0 | 0.36867
2018-11-08 | 4 | 0 | Winter: Off-Peak |  | 34 | heating | 0.38033 | 0.97482 | 1.002 | 0.37151 | 3.1618 | 4.0078 | 2.5824 | 0.45485 | 0 | 0.90669 | 1.0706 | 0 | 0.37151
2018-11-08 | 4 | 1 | Winter: Off-Peak |  | 32 | heating | 0.40172 | 1.0122 | 1.002 | 0.40747 | 3.1004 | 4.3104 | 2.4523 | 0.51515 | 0 | 0.81803 | 1.0706 | 0 | 0.40747
2018-11-08 | 4 | 2 | Winter: Off-Peak |  | 30 | heating | 0.42311 | 1.051 | 1.002 | 0.44559 | 3.0748 | 4.6747 | 2.334 | 0.58701 | 0 | 0.74508 | 1.0706 | 0 | 0.44559
2018-11-08 | 4 | 3 | Winter: Off-Peak |  | 30 | heating | 0.42311 | 1.0924 | 1.002 | 0.46315 | 3.0748 | 4.859 | 2.334 | 0.61015 | 0 | 0.69159 | 1.0706 | 0 | 0.46315
2018-11-08 | 4 | 4 | Winter: Off-Peak |  | 30 | heating | 0.42311 | 1.1348 | 1.002 | 0.48114 | 3.0748 | 5.0477 | 2.334 | 0.63385 | 0 | 0.64739 | 1.0706 | 0 | 0.48114
2018-11-08 | 4 | 5 | Winter: Off-Peak |  | 30 | heating | 0.42311 | 1.1636 | 1.002 | 0.49332 | 3.0748 | 5.1755 | 2.334 | 0.64989 | 0 | 0.7214 | 1.0706 | 0 | 0.49332
2018-11-08 | 4 | 6 | Winter: Off-Peak |  | 30 | heating | 0.42311 | 1.2084 | 1.002 | 0.51233 | 3.0748 | 5.3749 | 2.334 | 0.67494 | 0 | 0.87787 | 1.0706 | 0 | 0.51233
2018-11-08 | 4 | 7 | Winter: On-Peak |  | 30 | heating | 0.42311 | 1.1637 | 1.002 | 0.4934 | 3.0748 | 5.1763 | 2.334 | 0.65 | 0 | 0.97331 | 1.0706 | 0 | 0.4934
2018-11-08 | 4 | 8 | Winter: On-Peak |  | 30 | heating | 0.42311 | 1.0942 | 1.002 | 0.46391 | 3.0748 | 4.8669 | 2.334 | 0.61115 | 0 | 0.9494 | 1.0706 | 0 | 0.46391
2018-11-08 | 4 | 9 | Winter: On-Peak |  | 30 | heating | 0.42311 | 1.0343 | 1.002 | 0.43852 | 3.0748 | 4.6005 | 2.334 | 0.5777 | 0 | 0.84085 | 1.0706 | 0 | 0.43852
2018-11-08 | 4 | 10 | Winter: On-Peak |  | 30 | heating | 0.42311 | 0.98112 | 1.002 | 0.41597 | 3.0748 | 4.364 | 2.334 | 0.548 | 0 | 0.74504 | 1.0706 | 0 | 0.41597
2018-11-08 | 4 | 11 | Winter: On-Peak |  | 30 | heating | 0.42311 | 0.94956 | 1.002 | 0.40259 | 3.0748 | 4.2236 | 2.334 | 0.53037 | 0 | 0.72851 | 1.0706 | 0 | 0.40259
2018-11-08 | 4 | 12 | Winter: On-Peak |  | 30 | heating | 0.42311 | 0.91648 | 1.002 | 0.38857 | 3.0748 | 4.0765 | 2.334 | 0.51189 | 0 | 0.75911 | 1.0706 | 0 | 0.38857
2018-11-08 | 4 | 13 | Winter: On-Peak |  | 30 | heating | 0.42311 | 0.9004 | 1.002 | 0.38175 | 3.0748 | 4.005 | 2.334 | 0.50291 | 0 | 0.79116 | 1.0706 | 0 | 0.38175
2018-11-08 | 4 | 14 | Winter: On-Peak |  | 30 | heating | 0.42311 | 0.86033 | 1.002 | 0.36476 | 3.0748 | 3.8267 | 2.334 | 0.48053 | 0 | 0.84356 | 1.0706 | 0 | 0.36476
2018-11-08 | 4 | 15 | Winter: On-Peak |  | 30 | heating | 0.42311 | 0.85755 | 1.002 | 0.36358 | 3.0748 | 3.8143 | 2.334 | 0.47897 | 0 | 0.96593 | 1.0706 | 0 | 0.36358
2018-11-08 | 4 | 16 | Winter: On-Peak |  | 30 | heating | 0.42311 | 0.88345 | 1.002 | 0.37456 | 3.0748 | 3.9296 | 2.334 | 0.49344 | 0 | 1.1649 | 1.0706 | 0 | 0.37456
2018-11-08 | 4 | 17 | Winter: On-Peak |  | 32 | heating | 0.40172 | 0.94026 | 1.002 | 0.37849 | 3.1004 | 4.0039 | 2.4523 | 0.47852 | 0 | 1.3522 | 1.0706 | 0 | 0.37849
2018-11-08 | 4 | 18 | Winter: On-Peak |  | 32 | heating | 0.40172 | 0.98182 | 1.002 | 0.39522 | 3.1004 | 4.1809 | 2.4523 | 0.49967 | 0 | 1.5599 | 1.0706 | 0 | 0.39522
2018-11-08 | 4 | 19 | Winter: On-Peak |  | 32 | heating | 0.40172 | 0.98419 | 1.002 | 0.39618 | 3.1004 | 4.1909 | 2.4523 | 0.50088 | 0 | 1.6764 | 1.0706 | 0 | 0.39618
2018-11-08 | 4 | 20 | Winter: On-Peak |  | 32 | heating | 0.40172 | 0.97072 | 1.002 | 0.39076 | 3.1004 | 4.1336 | 2.4523 | 0.49402 | 0 | 1.5244 | 1.0706 | 0 | 0.39076
2018-11-08 | 4 | 21 | Winter: On-Peak |  | 32 | heating | 0.40172 | 0.95751 | 1.002 | 0.38544 | 3.1004 | 4.0773 | 2.4523 | 0.4873 | 0 | 1.4449 | 1.0706 | 0 | 0.38544
2018-11-08 | 4 | 22 | Winter: On-Peak |  | 32 | heating | 0.40172 | 0.94265 | 1.002 | 0.37946 | 3.1004 | 4.0141 | 2.4523 | 0.47974 | 0 | 1.2427 | 1.0706 | 0 | 0.37946
2018-11-08 | 4 | 23 | Winter: Off-Peak |  | 34 | heating | 0.38033 | 0.94451 | 1.002 | 0.35996 | 3.1618 | 3.8832 | 2.5824 | 0.44071 | 0 | 1.0298 | 1.0706 | 0 | 0.35996
2018-11-09 | 5 | 0 | Winter: Off-Peak |  | 34 | heating | 0.38033 | 0.97482 | 1.0078 | 0.37364 | 3.1618 | 4.0308 | 2.5824 | 0.45746 | 0 | 0.90669 | 1.1856 | 0 | 0.37364
2018-11-09 | 5 | 1 | Winter: Off-Peak |  | 34 | heating | 0.38033 | 1.0122 | 1.0078 | 0.38799 | 3.1618 | 4.1856 | 2.5824 | 0.47503 | 0 | 0.81803 | 1.1856 | 0 | 0.38799
2018-11-09 | 5 | 2 | Winter: Off-Peak |  | 34 | heating | 0.38033 | 1.051 | 1.0078 | 0.40283 | 3.1618 | 4.3457 | 2.5824 | 0.4932 | 0 | 0.74508 | 1.1856 | 0 | 0.40283
2018-11-09 | 5 | 3 | Winter: Off-Peak |  | 32 | heating | 0.40172 | 1.0924 | 1.0078 | 0.44226 | 3.1004 | 4.6785 | 2.4523 | 0.55915 | 0 | 0.69159 | 1.1856 | 0 | 0.44226
2018-11-09 | 5 | 4 | Winter: Off-Peak |  | 34 | heating | 0.38033 | 1.1348 | 1.0078 | 0.43498 | 3.1618 | 4.6925 | 2.5824 | 0.53256 | 0 | 0.64739 | 1.1856 | 0 | 0.43498
2018-11-09 | 5 | 5 | Winter: Off-Peak |  | 34 | heating | 0.38033 | 1.1636 | 1.0078 | 0.44599 | 3.1618 | 4.8113 | 2.5824 | 0.54604 | 0 | 0.7214 | 1.1856 | 0 | 0.44599
2018-11-09 | 5 | 6 | Winter: Off-Peak |  | 34 | heating | 0.38033 | 1.2084 | 1.0078 | 0.46317 | 3.1618 | 4.9967 | 2.5824 | 0.56708 | 0 | 0.87787 | 1.1856 | 0 | 0.46317
2018-11-09 | 5 | 7 | Winter: On-Peak |  | 34 | heating | 0.38033 | 1.1637 | 1.0078 | 0.44606 | 3.1618 | 4.8121 | 2.5824 | 0.54612 | 0 | 0.97331 | 1.1856 | 0 | 0.44606
2018-11-09 | 5 | 8 | Winter: On-Peak |  | 34 | heating | 0.38033 | 1.0942 | 1.0078 | 0.4194 | 3.1618 | 4.5245 | 2.5824 | 0.51349 | 0 | 0.9494 | 1.1856 | 0 | 0.4194
2018-11-09 | 5 | 9 | Winter: On-Peak |  | 34 | heating | 0.38033 | 1.0343 | 1.0078 | 0.39644 | 3.1618 | 4.2768 | 2.5824 | 0.48538 | 0 | 0.84085 | 1.1856 | 0 | 0.39644
2018-11-09 | 5 | 10 | Winter: On-Peak |  | 36 | heating | 0.35894 | 0.98112 | 1.0078 | 0.35491 | 3.2767 | 3.9679 | 2.7263 | 0.42656 | 0 | 0.74504 | 1.1856 | 0 | 0.35491
2018-11-09 | 5 | 11 | Winter: On-Peak |  | 37 | heating | 0.34824 | 0.94956 | 1.0078 | 0.33326 | 3.3551 | 3.815 | 2.8034 | 0.39884 | 0 | 0.72851 | 1.1856 | 0 | 0.33326
2018-11-09 | 5 | 12 | Winter: On-Peak |  | 37 | heating | 0.34824 | 0.91648 | 1.0078 | 0.32165 | 3.3551 | 3.6821 | 2.8034 | 0.38494 | 0 | 0.75911 | 1.1856 | 0 | 0.32165
2018-11-09 | 5 | 13 | Winter: On-Peak |  | 39 | heating | 0.32685 | 0.9004 | 1.0078 | 0.29659 | 3.4954 | 3.5372 | 2.9502 | 0.3514 | 0 | 0.79116 | 1.1856 | 0 | 0.29659
2018-11-09 | 5 | 14 | Winter: On-Peak |  | 39 | heating | 0.32685 | 0.86033 | 1.0078 | 0.28339 | 3.4954 | 3.3798 | 2.9502 | 0.33576 | 0 | 0.84356 | 1.1856 | 0 | 0.28339
2018-11-09 | 5 | 15 | Winter: On-Peak |  | 39 | heating | 0.32685 | 0.85755 | 1.0078 | 0.28247 | 3.4954 | 3.3689 | 2.9502 | 0.33468 | 0 | 0.96593 | 1.1856 | 0 | 0.28247
2018-11-09 | 5 | 16 | Winter: On-Peak |  | 39 | heating | 0.32685 | 0.88345 | 1.0078 | 0.29101 | 3.4954 | 3.4706 | 2.9502 | 0.34479 | 0 | 1.1649 | 1.1856 | 0 | 0.29101
2018-11-09 | 5 | 17 | Winter: On-Peak |  | 39 | heating | 0.32685 | 0.94026 | 1.0078 | 0.30972 | 3.4954 | 3.6938 | 2.9502 | 0.36696 | 0 | 1.3522 | 1.1856 | 0 | 0.30972
2018-11-09 | 5 | 18 | Winter: On-Peak |  | 39 | heating | 0.32685 | 0.98182 | 1.0078 | 0.32341 | 3.4954 | 3.8571 | 2.9502 | 0.38318 | 0 | 1.5599 | 1.1856 | 0 | 0.32341
2018-11-09 | 5 | 19 | Winter: On-Peak |  | 39 | heating | 0.32685 | 0.98419 | 1.0078 | 0.32419 | 3.4954 | 3.8664 | 2.9502 | 0.3841 | 0 | 1.6764 | 1.1856 | 0 | 0.32419
2018-11-09 | 5 | 20 | Winter: On-Peak |  | 39 | heating | 0.32685 | 0.97072 | 1.0078 | 0.31975 | 3.4954 | 3.8135 | 2.9502 | 0.37885 | 0 | 1.5244 | 1.1856 | 0 | 0.31975
2018-11-09 | 5 | 21 | Winter: On-Peak |  | 39 | heating | 0.32685 | 0.95751 | 1.0078 | 0.3154 | 3.4954 | 3.7616 | 2.9502 | 0.37369 | 0 | 1.4449 | 1.1856 | 0 | 0.3154
2018-11-09 | 5 | 22 | Winter: On-Peak |  | 39 | heating | 0.32685 | 0.94265 | 1.0078 | 0.31051 | 3.4954 | 3.7032 | 2.9502 | 0.36789 | 0 | 1.2427 | 1.1856 | 0 | 0.31051
2018-11-09 | 5 | 23 | Winter: Off-Peak |  | 39 | heating | 0.32685 | 0.94451 | 1.0078 | 0.31112 | 3.4954 | 3.7105 | 2.9502 | 0.36862 | 0 | 1.0298 | 1.1856 | 0 | 0.31112
2018-11-10 | 6 | 0 | Winter: Off-Peak |  | 39 | heating | 0.32685 | 0.97482 | 0.98855 | 0.31497 | 3.4954 | 3.7564 | 2.9502 | 0.37317 | 0 | 0.90669 | 1.0113 | 0 | 0.31497
2018-11-10 | 6 | 1 | Winter: Off-Peak |  | 37 | heating | 0.34824 | 1.0122 | 0.98855 | 0.34847 | 3.3551 | 3.9891 | 2.8034 | 0.41704 | 0 | 0.81803 | 1.0113 | 0 | 0.34847
2018-11-10 | 6 | 2 | Winter: Off-Peak |  | 37 | heating | 0.34824 | 1.051 | 0.98855 | 0.3618 | 3.3551 | 4.1417 | 2.8034 | 0.433 | 0 | 0.74508 | 1.0113 | 0 | 0.3618
2018-11-10 | 6 | 3 | Winter: Off-Peak |  | 36 | heating | 0.35894 | 1.0924 | 0.98855 | 0.38761 | 3.2767 | 4.3336 | 2.7263 | 0.46586 | 0 | 0.69159 | 1.0113 | 0 | 0.38761
2018-11-10 | 6 | 4 | Winter: Off-Peak |  | 36 | heating | 0.35894 | 1.1348 | 0.98855 | 0.40267 | 3.2767 | 4.5019 | 2.7263 | 0.48396 | 0 | 0.64739 | 1.0113 | 0 | 0.40267
2018-11-10 | 6 | 5 | Winter: Off-Peak |  | 36 | heating | 0.35894 | 1.1636 | 0.98855 | 0.41286 | 3.2767 | 4.6158 | 2.7263 | 0.49621 | 0 | 0.7214 | 1.0113 | 0 | 0.41286
2018-11-10 | 6 | 6 | Winter: Off-Peak |  | 34 | heating | 0.38033 | 1.2084 | 0.98855 | 0.45432 | 3.1618 | 4.9012 | 2.5824 | 0.55624 | 0 | 0.87787 | 1.0113 | 0 | 0.45432
2018-11-10 | 6 | 7 | Winter: Off-Peak |  | 34 | heating | 0.38033 | 1.1637 | 0.98855 | 0.43753 | 3.1618 | 4.7201 | 2.5824 | 0.53569 | 0 | 0.97331 | 1.0113 | 0 | 0.43753
2018-11-10 | 6 | 8 | Winter: Off-Peak |  | 34 | heating | 0.38033 | 1.0942 | 0.98855 | 0.41139 | 3.1618 | 4.438 | 2.5824 | 0.50367 | 0 | 0.9494 | 1.0113 | 0 | 0.41139
2018-11-10 | 6 | 9 | Winter: Off-Peak |  | 36 | heating | 0.35894 | 1.0343 | 0.98855 | 0.367 | 3.2767 | 4.1031 | 2.7263 | 0.44109 | 0 | 0.84085 | 1.0113 | 0 | 0.367
2018-11-10 | 6 | 10 | Winter: Off-Peak |  | 34 | heating | 0.38033 | 0.98112 | 0.98855 | 0.36888 | 3.1618 | 3.9794 | 2.5824 | 0.45163 | 0 | 0.74504 | 1.0113 | 0 | 0.36888
2018-11-10 | 6 | 11 | Winter: Off-Peak |  | 37 | heating | 0.34824 | 0.94956 | 0.98855 | 0.32689 | 3.3551 | 3.7421 | 2.8034 | 0.39122 | 0 | 0.72851 | 1.0113 | 0 | 0.32689
2018-11-10 | 6 | 12 | Winter: Off-Peak |  | 37 | heating | 0.34824 | 0.91648 | 0.98855 | 0.3155 | 3.3551 | 3.6117 | 2.8034 | 0.37759 | 0 | 0.75911 | 1.0113 | 0 | 0.3155
2018-11-10 | 6 | 13 | Winter: Off-Peak |  | 39 | heating | 0.32685 | 0.9004 | 0.98855 | 0.29092 | 3.4954 | 3.4696 | 2.9502 | 0.34469 | 0 | 0.79116 | 1.0113 | 0 | 0.29092
2018-11-10 | 6 | 14 | Winter: Off-Peak |  | 43 | heating | 0.28407 | 0.86033 | 0.98855 | 0.24159 | 3.737 | 3.0805 | 3.2279 | 0.2797 | 0 | 0.84356 | 1.0113 | 0 | 0.24159
2018-11-10 | 6 | 15 | Winter: Off-Peak |  | 43 | heating | 0.28407 | 0.85755 | 0.98855 | 0.24081 | 3.737 | 3.0705 | 3.2279 | 0.27879 | 0 | 0.96593 | 1.0113 | 0 | 0.24081
2018-11-10 | 6 | 16 | Winter: Off-Peak |  | 39 | heating | 0.32685 | 0.88345 | 0.98855 | 0.28545 | 3.4954 | 3.4043 | 2.9502 | 0.3382 | 0 | 1.1649 | 1.0113 | 0 | 0.28545
2018-11-10 | 6 | 17 | Winter: Off-Peak |  | 37 | heating | 0.34824 | 0.94026 | 0.98855 | 0.32369 | 3.3551 | 3.7054 | 2.8034 | 0.38738 | 0 | 1.3522 | 1.0113 | 0 | 0.32369
2018-11-10 | 6 | 18 | Winter: Off-Peak |  | 36 | heating | 0.35894 | 0.98182 | 0.98855 | 0.34838 | 3.2767 | 3.8949 | 2.7263 | 0.41871 | 0 | 1.5599 | 1.0113 | 0 | 0.34838
2018-11-10 | 6 | 19 | Winter: Off-Peak |  | 36 | heating | 0.35894 | 0.98419 | 0.98855 | 0.34922 | 3.2767 | 3.9043 | 2.7263 | 0.41971 | 0 | 1.6764 | 1.0113 | 0 | 0.34922
2018-11-10 | 6 | 20 | Winter: Off-Peak |  | 36 | heating | 0.35894 | 0.97072 | 0.98855 | 0.34444 | 3.2767 | 3.8509 | 2.7263 | 0.41397 | 0 | 1.5244 | 1.0113 | 0 | 0.34444
2018-11-10 | 6 | 21 | Winter: Off-Peak |  | 30 | heating | 0.42311 | 0.95751 | 0.98855 | 0.40049 | 3.0748 | 4.2016 | 2.334 | 0.52761 | 0 | 1.4449 | 1.0113 | 0 | 0.40049
2018-11-10 | 6 | 22 | Winter: Off-Peak |  | 30 | heating | 0.42311 | 0.94265 | 0.98855 | 0.39428 | 3.0748 | 4.1364 | 2.334 | 0.51942 | 0 | 1.2427 | 1.0113 | 0 | 0.39428
2018-11-10 | 6 | 23 | Winter: Off-Peak |  | 28 | heating | 0.4445 | 0.94451 | 0.98855 | 0.41503 | 3.0942 | 4.3816 | 2.2833 | 0.56242 | 0 | 1.0298 | 1.0113 | 0 | 0.41503
2018-11-11 | 7 | 0 | Winter: Off-Peak |  | 28 | heating | 0.4445 | 0.97482 | 0.93761 | 0.40627 | 3.0942 | 4.2892 | 2.2833 | 0.55056 | 0 | 0.90669 | 1.0096 | 0 | 0.40627
2018-11-11 | 7 | 1 | Winter: Off-Peak |  | 28 | heating | 0.4445 | 1.0122 | 0.93761 | 0.42187 | 3.0942 | 4.4538 | 2.2833 | 0.57169 | 0 | 0.81803 | 1.0096 | 0 | 0.42187
2018-11-11 | 7 | 2 | Winter: Off-Peak |  | 28 | heating | 0.4445 | 1.051 | 0.93761 | 0.43801 | 3.0942 | 4.6242 | 2.2833 | 0.59357 | 0 | 0.74508 | 1.0096 | 0 | 0.43801
2018-11-11 | 7 | 3 | Winter: Off-Peak |  | 28 | heating | 0.4445 | 1.0924 | 0.93761 | 0.45528 | 3.0942 | 4.8065 | 2.2833 | 0.61697 | 0 | 0.69159 | 1.0096 | 0 | 0.45528
2018-11-11 | 7 | 4 | Winter: Off-Peak |  | 28 | heating | 0.4445 | 1.1348 | 0.93761 | 0.47296 | 3.0942 | 4.9932 | 2.2833 | 0.64093 | 0 | 0.64739 | 1.0096 | 0 | 0.47296
2018-11-11 | 7 | 5 | Winter: Off-Peak |  | 27 | heating | 0.4552 | 1.1636 | 0.93761 | 0.4966 | 3.1144 | 5.277 | 2.2875 | 0.6761 | 0 | 0.7214 | 1.0096 | 0 | 0.4966
2018-11-11 | 7 | 6 | Winter: Off-Peak |  | 27 | heating | 0.4552 | 1.2084 | 0.93761 | 0.51574 | 3.1144 | 5.4803 | 2.2875 | 0.70216 | 0 | 0.87787 | 1.0096 | 0 | 0.51574
2018-11-11 | 7 | 7 | Winter: Off-Peak |  | 27 | heating | 0.4552 | 1.1637 | 0.93761 | 0.49668 | 3.1144 | 5.2779 | 2.2875 | 0.67621 | 0 | 0.97331 | 1.0096 | 0 | 0.49668
2018-11-11 | 7 | 8 | Winter: Off-Peak |  | 28 | heating | 0.4445 | 1.0942 | 0.93761 | 0.45603 | 3.0942 | 4.8144 | 2.2833 | 0.61798 | 0 | 0.9494 | 1.0096 | 0 | 0.45603
2018-11-11 | 7 | 9 | Winter: Off-Peak |  | 34 | heating | 0.38033 | 1.0343 | 0.93761 | 0.36883 | 3.1618 | 3.9789 | 2.5824 | 0.45157 | 0 | 0.84085 | 1.0096 | 0 | 0.36883
2018-11-11 | 7 | 10 | Winter: Off-Peak |  | 36 | heating | 0.35894 | 0.98112 | 0.93761 | 0.33019 | 3.2767 | 3.6916 | 2.7263 | 0.39685 | 0 | 0.74504 | 1.0096 | 0 | 0.33019
2018-11-11 | 7 | 11 | Winter: Off-Peak |  | 37 | heating | 0.34824 | 0.94956 | 0.93761 | 0.31004 | 3.3551 | 3.5493 | 2.8034 | 0.37106 | 0 | 0.72851 | 1.0096 | 0 | 0.31004
2018-11-11 | 7 | 12 | Winter: Off-Peak |  | 43 | heating | 0.28407 | 0.91648 | 0.93761 | 0.2441 | 3.737 | 3.1124 | 3.2279 | 0.2826 | 0 | 0.75911 | 1.0096 | 0 | 0.2441
2018-11-11 | 7 | 13 | Winter: Off-Peak |  | 45 | heating | 0.26267 | 0.9004 | 0.93761 | 0.22176 | 3.8226 | 2.8923 | 3.3575 | 0.25247 | 0 | 0.79116 | 1.0096 | 0 | 0.22176
2018-11-11 | 7 | 14 | Winter: Off-Peak |  | 48 | heating | 0.23059 | 0.86033 | 0.93761 | 0.186 | 3.9631 | 2.5151 | 3.5525 | 0.2075 | 0 | 0.84356 | 1.0096 | 0 | 0.186
2018-11-11 | 7 | 15 | Winter: Off-Peak |  | 48 | heating | 0.23059 | 0.85755 | 0.93761 | 0.1854 | 3.9631 | 2.507 | 3.5525 | 0.20683 | 0 | 0.96593 | 1.0096 | 0 | 0.1854
2018-11-11 | 7 | 16 | Winter: Off-Peak |  | 45 | heating | 0.26267 | 0.88345 | 0.93761 | 0.21758 | 3.8226 | 2.8378 | 3.3575 | 0.24772 | 0 | 1.1649 | 1.0096 | 0 | 0.21758
2018-11-11 | 7 | 17 | Winter: Off-Peak |  | 39 | heating | 0.32685 | 0.94026 | 0.93761 | 0.28815 | 3.4954 | 3.4365 | 2.9502 | 0.3414 | 0 | 1.3522 | 1.0096 | 0 | 0.28815
2018-11-11 | 7 | 18 | Winter: Off-Peak |  | 36 | heating | 0.35894 | 0.98182 | 0.93761 | 0.33042 | 3.2767 | 3.6942 | 2.7263 | 0.39713 | 0 | 1.5599 | 1.0096 | 0 | 0.33042
2018-11-11 | 7 | 19 | Winter: Off-Peak |  | 34 | heating | 0.38033 | 0.98419 | 0.93761 | 0.35096 | 3.1618 | 3.7861 | 2.5824 | 0.42969 | 0 | 1.6764 | 1.0096 | 0 | 0.35096
2018-11-11 | 7 | 20 | Winter: Off-Peak |  | 32 | heating | 0.40172 | 0.97072 | 0.93761 | 0.36563 | 3.1004 | 3.8678 | 2.4523 | 0.46225 | 0 | 1.5244 | 1.0096 | 0 | 0.36563
2018-11-11 | 7 | 21 | Winter: Off-Peak |  | 30 | heating | 0.42311 | 0.95751 | 0.93761 | 0.37986 | 3.0748 | 3.9851 | 2.334 | 0.50042 | 0 | 1.4449 | 1.0096 | 0 | 0.37986
2018-11-11 | 7 | 22 | Winter: Off-Peak |  | 30 | heating | 0.42311 | 0.94265 | 0.93761 | 0.37396 | 3.0748 | 3.9233 | 2.334 | 0.49265 | 0 | 1.2427 | 1.0096 | 0 | 0.37396
2018-11-11 | 7 | 23 | Winter: Off-Peak |  | 30 | heating | 0.42311 | 0.94451 | 0.93761 | 0.3747 | 3.0748 | 3.931 | 2.334 | 0.49362 | 0 | 1.0298 | 1.0096 | 0 | 0.3747
2018-11-12 | 1 | 0 | Winter: Off-Peak |  | 28 | heating | 0.4445 | 0.97482 | 1.0177 | 0.44099 | 3.0942 | 4.6557 | 2.2833 | 0.5976 | 0 | 0.90669 | 0.9441 | 0 | 0.44099
2018-11-12 | 1 | 1 | Winter: Off-Peak |  | 28 | heating | 0.4445 | 1.0122 | 1.0177 | 0.45792 | 3.0942 | 4.8344 | 2.2833 | 0.62055 | 0 | 0.81803 | 0.9441 | 0 | 0.45792
2018-11-12 | 1 | 2 | Winter: Off-Peak |  | 27 | heating | 0.4552 | 1.051 | 1.0177 | 0.48688 | 3.1144 | 5.1737 | 2.2875 | 0.66287 | 0 | 0.74508 | 0.9441 | 0 | 0.48688
2018-11-12 | 1 | 3 | Winter: Off-Peak |  | 27 | heating | 0.4552 | 1.0924 | 1.0177 | 0.50608 | 3.1144 | 5.3777 | 2.2875 | 0.689 | 0 | 0.69159 | 0.9441 | 0 | 0.50608
2018-11-12 | 1 | 4 | Winter: Off-Peak |  | 27 | heating | 0.4552 | 1.1348 | 1.0177 | 0.52573 | 3.1144 | 5.5865 | 2.2875 | 0.71576 | 0 | 0.64739 | 0.9441 | 0 | 0.52573
2018-11-12 | 1 | 5 | Winter: Off-Peak |  | 27 | heating | 0.4552 | 1.1636 | 1.0177 | 0.53904 | 3.1144 | 5.7279 | 2.2875 | 0.73388 | 0 | 0.7214 | 0.9441 | 0 | 0.53904
2018-11-12 | 1 | 6 | Winter: Off-Peak |  | 28 | heating | 0.4445 | 1.2084 | 1.0177 | 0.54666 | 3.0942 | 5.7712 | 2.2833 | 0.74079 | 0 | 0.87787 | 0.9441 | 0 | 0.54666
2018-11-12 | 1 | 7 | Winter: On-Peak |  | 28 | heating | 0.4445 | 1.1637 | 1.0177 | 0.52646 | 3.0942 | 5.558 | 2.2833 | 0.71342 | 0 | 0.97331 | 0.9441 | 0 | 0.52646
2018-11-12 | 1 | 8 | Winter: On-Peak |  | 34 | heating | 0.38033 | 1.0942 | 1.0177 | 0.42353 | 3.1618 | 4.569 | 2.5824 | 0.51854 | 0 | 0.9494 | 0.9441 | 0 | 0.42353
2018-11-12 | 1 | 9 | Winter: On-Peak |  | 37 | heating | 0.34824 | 1.0343 | 1.0177 | 0.36657 | 3.3551 | 4.1963 | 2.8034 | 0.43871 | 0 | 0.84085 | 0.9441 | 0 | 0.36657
2018-11-12 | 1 | 10 | Winter: On-Peak |  | 43 | heating | 0.28407 | 0.98112 | 1.0177 | 0.28364 | 3.737 | 3.6167 | 3.2279 | 0.32838 | 0 | 0.74504 | 0.9441 | 0 | 0.28364
2018-11-12 | 1 | 11 | Winter: On-Peak |  | 48 | heating | 0.23059 | 0.94956 | 1.0177 | 0.22284 | 3.9631 | 3.0132 | 3.5525 | 0.24859 | 0 | 0.72851 | 0.9441 | 0 | 0.22284
2018-11-12 | 1 | 12 | Winter: On-Peak |  | 54 | heating | 0.16641 | 0.91648 | 1.0177 | 0.15522 | 4.156 | 2.201 | 3.9259 | 0.16431 | 0 | 0.75911 | 0.9441 | 0 | 0.15522
2018-11-12 | 1 | 13 | Winter: On-Peak |  | 59 | heating | 0.11293 | 0.9004 | 1.0177 | 0.10349 | 4.3182 | 1.5247 | 4.2356 | 0.10551 | 0 | 0.79116 | 0.9441 | 0 | 0.10349
2018-11-12 | 1 | 14 | Winter: On-Peak |  | 61 | heating | 0.09154 | 0.86033 | 1.0177 | 0.08015 | 4.3818 | 1.1983 | 4.3586 | 0.080578 | 0 | 0.84356 | 0.9441 | 0 | 0.08015
2018-11-12 | 1 | 15 | Winter: On-Peak |  | 61 | heating | 0.09154 | 0.85755 | 1.0177 | 0.079891 | 4.3818 | 1.1944 | 4.3586 | 0.080317 | 0 | 0.96593 | 0.9441 | 0 | 0.079891
2018-11-12 | 1 | 16 | Winter: On-Peak |  | 59 | heating | 0.11293 | 0.88345 | 1.0177 | 0.10154 | 4.3182 | 1.496 | 4.2356 | 0.10352 | 0 | 1.1649 | 0.9441 | 0 | 0.10154
2018-11-12 | 1 | 17 | Winter: On-Peak |  | 46 | heating | 0.25198 | 0.94026 | 1.0177 | 0.24112 | 3.8708 | 3.1846 | 3.4229 | 0.27268 | 0 | 1.3522 | 0.9441 | 0 | 0.24112
2018-11-12 | 1 | 18 | Winter: On-Peak |  | 46 | heating | 0.25198 | 0.98182 | 1.0177 | 0.25178 | 3.8708 | 3.3254 | 3.4229 | 0.28473 | 0 | 1.5599 | 0.9441 | 0 | 0.25178
2018-11-12 | 1 | 19 | Winter: On-Peak |  | 43 | heating | 0.28407 | 0.98419 | 1.0177 | 0.28453 | 3.737 | 3.628 | 3.2279 | 0.32941 | 0 | 1.6764 | 0.9441 | 0 | 0.28453
2018-11-12 | 1 | 20 | Winter: On-Peak |  | 43 | heating | 0.28407 | 0.97072 | 1.0177 | 0.28064 | 3.737 | 3.5783 | 3.2279 | 0.3249 | 0 | 1.5244 | 0.9441 | 0 | 0.28064
2018-11-12 | 1 | 21 | Winter: On-Peak |  | 37 | heating | 0.34824 | 0.95751 | 1.0177 | 0.33936 | 3.3551 | 3.8848 | 2.8034 | 0.40614 | 0 | 1.4449 | 0.9441 | 0 | 0.33936
2018-11-12 | 1 | 22 | Winter: On-Peak |  | 37 | heating | 0.34824 | 0.94265 | 1.0177 | 0.33409 | 3.3551 | 3.8245 | 2.8034 | 0.39983 | 0 | 1.2427 | 0.9441 | 0 | 0.33409
2018-11-12 | 1 | 23 | Winter: Off-Peak |  | 37 | heating | 0.34824 | 0.94451 | 1.0177 | 0.33475 | 3.3551 | 3.832 | 2.8034 | 0.40062 | 0 | 1.0298 | 0.9441 | 0 | 0.33475
2018-11-13 | 2 | 0 | Winter: Off-Peak |  | 36 | heating | 0.35894 | 0.97482 | 1.02 | 0.35688 | 3.2767 | 3.99 | 2.7263 | 0.42893 | 0 | 0.90669 | 0.83669 | 0 | 0.35688
2018-11-13 | 2 | 1 | Winter: Off-Peak |  | 36 | heating | 0.35894 | 1.0122 | 1.02 | 0.37059 | 3.2767 | 4.1432 | 2.7263 | 0.4454 | 0 | 0.81803 | 0.83669 | 0 | 0.37059
2018-11-13 | 2 | 2 | Winter: Off-Peak |  | 34 | heating | 0.38033 | 1.051 | 1.02 | 0.40769 | 3.1618 | 4.3982 | 2.5824 | 0.49915 | 0 | 0.74508 | 0.83669 | 0 | 0.40769
2018-11-13 | 2 | 3 | Winter: Off-Peak |  | 34 | heating | 0.38033 | 1.0924 | 1.02 | 0.42377 | 3.1618 | 4.5716 | 2.5824 | 0.51883 | 0 | 0.69159 | 0.83669 | 0 | 0.42377
2018-11-13 | 2 | 4 | Winter: Off-Peak |  | 32 | heating | 0.40172 | 1.1348 | 1.02 | 0.46499 | 3.1004 | 4.9188 | 2.4523 | 0.58787 | 0 | 0.64739 | 0.83669 | 0 | 0.46499
2018-11-13 | 2 | 5 | Winter: Off-Peak |  | 32 | heating | 0.40172 | 1.1636 | 1.02 | 0.47676 | 3.1004 | 5.0433 | 2.4523 | 0.60275 | 0 | 0.7214 | 0.83669 | 0 | 0.47676
2018-11-13 | 2 | 6 | Winter: Off-Peak |  | 30 | heating | 0.42311 | 1.2084 | 1.02 | 0.52149 | 3.0748 | 5.471 | 2.334 | 0.68701 | 0 | 0.87787 | 0.83669 | 0 | 0.52149
2018-11-13 | 2 | 7 | Winter: On-Peak |  | 30 | heating | 0.42311 | 1.1637 | 1.02 | 0.50222 | 3.0748 | 5.2689 | 2.334 | 0.66162 | 0 | 0.97331 | 0.83669 | 0 | 0.50222
2018-11-13 | 2 | 8 | Winter: On-Peak |  | 37 | heating | 0.34824 | 1.0942 | 1.02 | 0.38865 | 3.3551 | 4.4491 | 2.8034 | 0.46513 | 0 | 0.9494 | 0.83669 | 0 | 0.38865
2018-11-13 | 2 | 9 | Winter: On-Peak |  | 43 | heating | 0.28407 | 1.0343 | 1.02 | 0.29968 | 3.737 | 3.8211 | 3.2279 | 0.34694 | 0 | 0.84085 | 0.83669 | 0 | 0.29968
2018-11-13 | 2 | 10 | Winter: On-Peak |  | 48 | heating | 0.23059 | 0.98112 | 1.02 | 0.23075 | 3.9631 | 3.1202 | 3.5525 | 0.25742 | 0 | 0.74504 | 0.83669 | 0 | 0.23075
2018-11-13 | 2 | 11 | Winter: On-Peak |  | 55 | heating | 0.15571 | 0.94956 | 1.02 | 0.15081 | 4.1851 | 2.1536 | 3.9877 | 0.15828 | 0 | 0.72851 | 0.83669 | 0 | 0.15081
2018-11-13 | 2 | 12 | Winter: On-Peak |  | 57 | heating | 0.13432 | 0.91648 | 1.02 | 0.12556 | 4.2531 | 1.8221 | 4.112 | 0.12987 | 0 | 0.75911 | 0.83669 | 0 | 0.12556
2018-11-13 | 2 | 13 | Winter: On-Peak |  | 61 | heating | 0.09154 | 0.9004 | 1.02 | 0.084068 | 4.3818 | 1.2569 | 4.3586 | 0.084516 | 0 | 0.79116 | 0.83669 | 0 | 0.084068
2018-11-13 | 2 | 14 | Winter: On-Peak |  | 61 | heating | 0.09154 | 0.86033 | 1.02 | 0.080327 | 4.3818 | 1.2009 | 4.3586 | 0.080755 | 0 | 0.84356 | 0.83669 | 0 | 0.080327
2018-11-13 | 2 | 15 | Winter: On-Peak |  | 61 | heating | 0.09154 | 0.85755 | 1.02 | 0.080067 | 4.3818 | 1.1971 | 4.3586 | 0.080494 | 0 | 0.96593 | 0.83669 | 0 | 0.080067
2018-11-13 | 2 | 16 | Winter: On-Peak |  | 55 | heating | 0.15571 | 0.88345 | 1.02 | 0.14031 | 4.1851 | 2.0036 | 3.9877 | 0.14726 | 0 | 1.1649 | 0.83669 | 0 | 0.14031
2018-11-13 | 2 | 17 | Winter: On-Peak |  | 50 | heating | 0.20919 | 0.94026 | 1.02 | 0.20062 | 4.0352 | 2.7622 | 3.6783 | 0.22009 | 0 | 1.3522 | 0.83669 | 0 | 0.20062
2018-11-13 | 2 | 18 | Winter: On-Peak |  | 46 | heating | 0.25198 | 0.98182 | 1.02 | 0.25234 | 3.8708 | 3.3327 | 3.4229 | 0.28536 | 0 | 1.5599 | 0.83669 | 0 | 0.25234
2018-11-13 | 2 | 19 | Winter: On-Peak |  | 43 | heating | 0.28407 | 0.98419 | 1.02 | 0.28516 | 3.737 | 3.6359 | 3.2279 | 0.33013 | 0 | 1.6764 | 0.83669 | 0 | 0.28516
2018-11-13 | 2 | 20 | Winter: On-Peak |  | 39 | heating | 0.32685 | 0.97072 | 1.02 | 0.32361 | 3.4954 | 3.8595 | 2.9502 | 0.38342 | 0 | 1.5244 | 0.83669 | 0 | 0.32361
2018-11-13 | 2 | 21 | Winter: On-Peak |  | 37 | heating | 0.34824 | 0.95751 | 1.02 | 0.3401 | 3.3551 | 3.8933 | 2.8034 | 0.40703 | 0 | 1.4449 | 0.83669 | 0 | 0.3401
2018-11-13 | 2 | 22 | Winter: On-Peak |  | 36 | heating | 0.35894 | 0.94265 | 1.02 | 0.34511 | 3.2767 | 3.8584 | 2.7263 | 0.41478 | 0 | 1.2427 | 0.83669 | 0 | 0.34511
2018-11-13 | 2 | 23 | Winter: Off-Peak |  | 34 | heating | 0.38033 | 0.94451 | 1.02 | 0.36639 | 3.1618 | 3.9527 | 2.5824 | 0.44859 | 0 | 1.0298 | 0.83669 | 0 | 0.36639
2018-11-14 | 3 | 0 | Winter: Off-Peak |  | 32 | heating | 0.40172 | 0.97482 | 1.0263 | 0.4019 | 3.1004 | 4.2515 | 2.4523 | 0.50812 | 0 | 0.90669 | 0.94211 | 0 | 0.4019
2018-11-14 | 3 | 1 | Winter: Off-Peak |  | 34 | heating | 0.38033 | 1.0122 | 1.0263 | 0.39511 | 3.1618 | 4.2624 | 2.5824 | 0.48375 | 0 | 0.81803 | 0.94211 | 0 | 0.39511
2018-11-14 | 3 | 2 | Winter: Off-Peak |  | 32 | heating | 0.40172 | 1.051 | 1.0263 | 0.4333 | 3.1004 | 4.5836 | 2.4523 | 0.54781 | 0 | 0.74508 | 0.94211 | 0 | 0.4333
2018-11-14 | 3 | 3 | Winter: Off-Peak |  | 34 | heating | 0.38033 | 1.0924 | 1.0263 | 0.4264 | 3.1618 | 4.6 | 2.5824 | 0.52206 | 0 | 0.69159 | 0.94211 | 0 | 0.4264
2018-11-14 | 3 | 4 | Winter: Off-Peak |  | 36 | heating | 0.35894 | 1.1348 | 1.0263 | 0.41805 | 3.2767 | 4.6738 | 2.7263 | 0.50244 | 0 | 0.64739 | 0.94211 | 0 | 0.41805
2018-11-14 | 3 | 5 | Winter: Off-Peak |  | 36 | heating | 0.35894 | 1.1636 | 1.0263 | 0.42863 | 3.2767 | 4.7921 | 2.7263 | 0.51516 | 0 | 0.7214 | 0.94211 | 0 | 0.42863
2018-11-14 | 3 | 6 | Winter: Off-Peak |  | 43 | heating | 0.28407 | 1.2084 | 1.0263 | 0.35229 | 3.737 | 4.492 | 3.2279 | 0.40786 | 0 | 0.87787 | 0.94211 | 0 | 0.35229
2018-11-14 | 3 | 7 | Winter: On-Peak |  | 45 | heating | 0.26267 | 1.1637 | 1.0263 | 0.31373 | 3.8226 | 4.0918 | 3.3575 | 0.35718 | 0 | 0.97331 | 0.94211 | 0 | 0.31373
2018-11-14 | 3 | 8 | Winter: On-Peak |  | 46 | heating | 0.25198 | 1.0942 | 1.0263 | 0.28296 | 3.8708 | 3.7372 | 3.4229 | 0.32 | 0 | 0.9494 | 0.94211 | 0 | 0.28296
2018-11-14 | 3 | 9 | Winter: On-Peak |  | 50 | heating | 0.20919 | 1.0343 | 1.0263 | 0.22206 | 4.0352 | 3.0573 | 3.6783 | 0.2436 | 0 | 0.84085 | 0.94211 | 0 | 0.22206
2018-11-14 | 3 | 10 | Winter: On-Peak |  | 52 | heating | 0.1878 | 0.98112 | 1.0263 | 0.1891 | 4.0951 | 2.6423 | 3.8021 | 0.20368 | 0 | 0.74504 | 0.94211 | 0 | 0.1891
2018-11-14 | 3 | 11 | Winter: On-Peak |  | 55 | heating | 0.15571 | 0.94956 | 1.0263 | 0.15175 | 4.1851 | 2.1669 | 3.9877 | 0.15926 | 0 | 0.72851 | 0.94211 | 0 | 0.15175
2018-11-14 | 3 | 12 | Winter: On-Peak |  | 57 | heating | 0.13432 | 0.91648 | 1.0263 | 0.12634 | 4.2531 | 1.8334 | 4.112 | 0.13068 | 0 | 0.75911 | 0.94211 | 0 | 0.12634
2018-11-14 | 3 | 13 | Winter: On-Peak |  | 57 | heating | 0.13432 | 0.9004 | 1.0263 | 0.12413 | 4.2531 | 1.8013 | 4.112 | 0.12839 | 0 | 0.79116 | 0.94211 | 0 | 0.12413
2018-11-14 | 3 | 14 | Winter: On-Peak |  | 55 | heating | 0.15571 | 0.86033 | 1.0263 | 0.13749 | 4.1851 | 1.9633 | 3.9877 | 0.1443 | 0 | 0.84356 | 0.94211 | 0 | 0.13749
2018-11-14 | 3 | 15 | Winter: On-Peak |  | 54 | heating | 0.16641 | 0.85755 | 1.0263 | 0.14646 | 4.156 | 2.0768 | 3.9259 | 0.15504 | 0 | 0.96593 | 0.94211 | 0 | 0.14646
2018-11-14 | 3 | 16 | Winter: On-Peak |  | 52 | heating | 0.1878 | 0.88345 | 1.0263 | 0.17028 | 4.0951 | 2.3792 | 3.8021 | 0.1834 | 0 | 1.1649 | 0.94211 | 0 | 0.17028
2018-11-14 | 3 | 17 | Winter: On-Peak |  | 50 | heating | 0.20919 | 0.94026 | 1.0263 | 0.20187 | 4.0352 | 2.7793 | 3.6783 | 0.22145 | 0 | 1.3522 | 0.94211 | 0 | 0.20187
2018-11-14 | 3 | 18 | Winter: On-Peak |  | 48 | heating | 0.23059 | 0.98182 | 1.0263 | 0.23235 | 3.9631 | 3.1418 | 3.5525 | 0.2592 | 0 | 1.5599 | 0.94211 | 0 | 0.23235
2018-11-14 | 3 | 19 | Winter: On-Peak |  | 46 | heating | 0.25198 | 0.98419 | 1.0263 | 0.25452 | 3.8708 | 3.3615 | 3.4229 | 0.28783 | 0 | 1.6764 | 0.94211 | 0 | 0.25452
2018-11-14 | 3 | 20 | Winter: On-Peak |  | 46 | heating | 0.25198 | 0.97072 | 1.0263 | 0.25103 | 3.8708 | 3.3155 | 3.4229 | 0.28389 | 0 | 1.5244 | 0.94211 | 0 | 0.25103
2018-11-14 | 3 | 21 | Winter: On-Peak |  | 45 | heating | 0.26267 | 0.95751 | 1.0263 | 0.25813 | 3.8226 | 3.3667 | 3.3575 | 0.29388 | 0 | 1.4449 | 0.94211 | 0 | 0.25813
2018-11-14 | 3 | 22 | Winter: On-Peak |  | 45 | heating | 0.26267 | 0.94265 | 1.0263 | 0.25412 | 3.8226 | 3.3144 | 3.3575 | 0.28932 | 0 | 1.2427 | 0.94211 | 0 | 0.25412
2018-11-14 | 3 | 23 | Winter: Off-Peak |  | 45 | heating | 0.26267 | 0.94451 | 1.0263 | 0.25462 | 3.8226 | 3.3209 | 3.3575 | 0.28989 | 0 | 1.0298 | 0.94211 | 0 | 0.25462
2018-11-15 | 4 | 0 | Winter: Off-Peak |  | 45 | heating | 0.26267 | 0.97482 | 1.002 | 0.25658 | 3.8226 | 3.3465 | 3.3575 | 0.29212 | 0 | 0.90669 | 1.0706 | 0 | 0.25658
2018-11-15 | 4 | 1 | Winter: Off-Peak |  | 45 | heating | 0.26267 | 1.0122 | 1.002 | 0.26643 | 3.8226 | 3.475 | 3.3575 | 0.30334 | 0 | 0.81803 | 1.0706 | 0 | 0.26643
2018-11-15 | 4 | 2 | Winter: Off-Peak |  | 43 | heating | 0.28407 | 1.051 | 1.002 | 0.29915 | 3.737 | 3.8144 | 3.2279 | 0.34634 | 0 | 0.74508 | 1.0706 | 0 | 0.29915
2018-11-15 | 4 | 3 | Winter: Off-Peak |  | 43 | heating | 0.28407 | 1.0924 | 1.002 | 0.31095 | 3.737 | 3.9648 | 3.2279 | 0.35999 | 0 | 0.69159 | 1.0706 | 0 | 0.31095
2018-11-15 | 4 | 4 | Winter: Off-Peak |  | 43 | heating | 0.28407 | 1.1348 | 1.002 | 0.32303 | 3.737 | 4.1188 | 3.2279 | 0.37398 | 0 | 0.64739 | 1.0706 | 0 | 0.32303
2018-11-15 | 4 | 5 | Winter: Off-Peak |  | 43 | heating | 0.28407 | 1.1636 | 1.002 | 0.3312 | 3.737 | 4.2231 | 3.2279 | 0.38344 | 0 | 0.7214 | 1.0706 | 0 | 0.3312
2018-11-15 | 4 | 6 | Winter: Off-Peak |  | 43 | heating | 0.28407 | 1.2084 | 1.002 | 0.34396 | 3.737 | 4.3858 | 3.2279 | 0.39822 | 0 | 0.87787 | 1.0706 | 0 | 0.34396
2018-11-15 | 4 | 7 | Winter: On-Peak |  | 43 | heating | 0.28407 | 1.1637 | 1.002 | 0.33126 | 3.737 | 4.2237 | 3.2279 | 0.3835 | 0 | 0.97331 | 1.0706 | 0 | 0.33126
2018-11-15 | 4 | 8 | Winter: On-Peak |  | 45 | heating | 0.26267 | 1.0942 | 1.002 | 0.288 | 3.8226 | 3.7563 | 3.3575 | 0.3279 | 0 | 0.9494 | 1.0706 | 0 | 0.288
2018-11-15 | 4 | 9 | Winter: On-Peak |  | 45 | heating | 0.26267 | 1.0343 | 1.002 | 0.27224 | 3.8226 | 3.5507 | 3.3575 | 0.30995 | 0 | 0.84085 | 1.0706 | 0 | 0.27224
2018-11-15 | 4 | 10 | Winter: On-Peak |  | 46 | heating | 0.25198 | 0.98112 | 1.002 | 0.24773 | 3.8708 | 3.2718 | 3.4229 | 0.28015 | 0 | 0.74504 | 1.0706 | 0 | 0.24773
2018-11-15 | 4 | 11 | Winter: On-Peak |  | 50 | heating | 0.20919 | 0.94956 | 1.002 | 0.19905 | 4.0352 | 2.7405 | 3.6783 | 0.21836 | 0 | 0.72851 | 1.0706 | 0 | 0.19905
2018-11-15 | 4 | 12 | Winter: On-Peak |  | 50 | heating | 0.20919 | 0.91648 | 1.002 | 0.19212 | 4.0352 | 2.645 | 3.6783 | 0.21075 | 0 | 0.75911 | 1.0706 | 0 | 0.19212
2018-11-15 | 4 | 13 | Winter: On-Peak |  | 52 | heating | 0.1878 | 0.9004 | 1.002 | 0.16944 | 4.0951 | 2.3675 | 3.8021 | 0.1825 | 0 | 0.79116 | 1.0706 | 0 | 0.16944
2018-11-15 | 4 | 14 | Winter: On-Peak |  | 52 | heating | 0.1878 | 0.86033 | 1.002 | 0.1619 | 4.0951 | 2.2622 | 3.8021 | 0.17438 | 0 | 0.84356 | 1.0706 | 0 | 0.1619
2018-11-15 | 4 | 15 | Winter: On-Peak |  | 48 | heating | 0.23059 | 0.85755 | 1.002 | 0.19814 | 3.9631 | 2.6793 | 3.5525 | 0.22104 | 0 | 0.96593 | 1.0706 | 0 | 0.19814
2018-11-15 | 4 | 16 | Winter: On-Peak |  | 46 | heating | 0.25198 | 0.88345 | 1.002 | 0.22306 | 3.8708 | 2.9461 | 3.4229 | 0.25226 | 0 | 1.1649 | 1.0706 | 0 | 0.22306
2018-11-15 | 4 | 17 | Winter: On-Peak |  | 46 | heating | 0.25198 | 0.94026 | 1.002 | 0.23741 | 3.8708 | 3.1355 | 3.4229 | 0.26848 | 0 | 1.3522 | 1.0706 | 0 | 0.23741
2018-11-15 | 4 | 18 | Winter: On-Peak |  | 45 | heating | 0.26267 | 0.98182 | 1.002 | 0.25843 | 3.8226 | 3.3705 | 3.3575 | 0.29422 | 0 | 1.5599 | 1.0706 | 0 | 0.25843
2018-11-15 | 4 | 19 | Winter: On-Peak |  | 45 | heating | 0.26267 | 0.98419 | 1.002 | 0.25905 | 3.8226 | 3.3787 | 3.3575 | 0.29493 | 0 | 1.6764 | 1.0706 | 0 | 0.25905
2018-11-15 | 4 | 20 | Winter: On-Peak |  | 45 | heating | 0.26267 | 0.97072 | 1.002 | 0.2555 | 3.8226 | 3.3324 | 3.3575 | 0.2909 | 0 | 1.5244 | 1.0706 | 0 | 0.2555
2018-11-15 | 4 | 21 | Winter: On-Peak |  | 45 | heating | 0.26267 | 0.95751 | 1.002 | 0.25203 | 3.8226 | 3.2871 | 3.3575 | 0.28694 | 0 | 1.4449 | 1.0706 | 0 | 0.25203
2018-11-15 | 4 | 22 | Winter: On-Peak |  | 45 | heating | 0.26267 | 0.94265 | 1.002 | 0.24812 | 3.8226 | 3.2361 | 3.3575 | 0.28248 | 0 | 1.2427 | 1.0706 | 0 | 0.24812
2018-11-15 | 4 | 23 | Winter: Off-Peak |  | 45 | heating | 0.26267 | 0.94451 | 1.002 | 0.2486 | 3.8226 | 3.2424 | 3.3575 | 0.28304 | 0 | 1.0298 | 1.0706 | 0 | 0.2486
2018-11-16 | 5 | 0 | Winter: Off-Peak |  | 45 | heating | 0.26267 | 0.97482 | 1.0078 | 0.25806 | 3.8226 | 3.3657 | 3.3575 | 0.2938 | 0 | 0.90669 | 1.1856 | 0 | 0.25806
2018-11-16 | 5 | 1 | Winter: Off-Peak |  | 45 | heating | 0.26267 | 1.0122 | 1.0078 | 0.26796 | 3.8226 | 3.4949 | 3.3575 | 0.30508 | 0 | 0.81803 | 1.1856 | 0 | 0.26796
2018-11-16 | 5 | 2 | Winter: Off-Peak |  | 43 | heating | 0.28407 | 1.051 | 1.0078 | 0.30087 | 3.737 | 3.8364 | 3.2279 | 0.34833 | 0 | 0.74508 | 1.1856 | 0 | 0.30087
2018-11-16 | 5 | 3 | Winter: Off-Peak |  | 45 | heating | 0.26267 | 1.0924 | 1.0078 | 0.28918 | 3.8226 | 3.7717 | 3.3575 | 0.32924 | 0 | 0.69159 | 1.1856 | 0 | 0.28918
2018-11-16 | 5 | 4 | Winter: Off-Peak |  | 45 | heating | 0.26267 | 1.1348 | 1.0078 | 0.30042 | 3.8226 | 3.9182 | 3.3575 | 0.34203 | 0 | 0.64739 | 1.1856 | 0 | 0.30042
2018-11-16 | 5 | 5 | Winter: Off-Peak |  | 45 | heating | 0.26267 | 1.1636 | 1.0078 | 0.30802 | 3.8226 | 4.0174 | 3.3575 | 0.35069 | 0 | 0.7214 | 1.1856 | 0 | 0.30802
2018-11-16 | 5 | 6 | Winter: Off-Peak |  | 43 | heating | 0.28407 | 1.2084 | 1.0078 | 0.34594 | 3.737 | 4.411 | 3.2279 | 0.40051 | 0 | 0.87787 | 1.1856 | 0 | 0.34594
2018-11-16 | 5 | 7 | Winter: On-Peak |  | 45 | heating | 0.26267 | 1.1637 | 1.0078 | 0.30807 | 3.8226 | 4.018 | 3.3575 | 0.35074 | 0 | 0.97331 | 1.1856 | 0 | 0.30807
2018-11-16 | 5 | 8 | Winter: On-Peak |  | 45 | heating | 0.26267 | 1.0942 | 1.0078 | 0.28966 | 3.8226 | 3.7779 | 3.3575 | 0.32978 | 0 | 0.9494 | 1.1856 | 0 | 0.28966
2018-11-16 | 5 | 9 | Winter: On-Peak |  | 46 | heating | 0.25198 | 1.0343 | 1.0078 | 0.26265 | 3.8708 | 3.469 | 3.4229 | 0.29703 | 0 | 0.84085 | 1.1856 | 0 | 0.26265
2018-11-16 | 5 | 10 | Winter: On-Peak |  | 46 | heating | 0.25198 | 0.98112 | 1.0078 | 0.24915 | 3.8708 | 3.2906 | 3.4229 | 0.28176 | 0 | 0.74504 | 1.1856 | 0 | 0.24915
2018-11-16 | 5 | 11 | Winter: On-Peak |  | 48 | heating | 0.23059 | 0.94956 | 1.0078 | 0.22066 | 3.9631 | 2.9838 | 3.5525 | 0.24617 | 0 | 0.72851 | 1.1856 | 0 | 0.22066
2018-11-16 | 5 | 12 | Winter: On-Peak |  | 50 | heating | 0.20919 | 0.91648 | 1.0078 | 0.19322 | 4.0352 | 2.6602 | 3.6783 | 0.21196 | 0 | 0.75911 | 1.1856 | 0 | 0.19322
2018-11-16 | 5 | 13 | Winter: On-Peak |  | 52 | heating | 0.1878 | 0.9004 | 1.0078 | 0.17042 | 4.0951 | 2.3812 | 3.8021 | 0.18355 | 0 | 0.79116 | 1.1856 | 0 | 0.17042
2018-11-16 | 5 | 14 | Winter: On-Peak |  | 50 | heating | 0.20919 | 0.86033 | 1.0078 | 0.18138 | 4.0352 | 2.4972 | 3.6783 | 0.19898 | 0 | 0.84356 | 1.1856 | 0 | 0.18138
2018-11-16 | 5 | 15 | Winter: On-Peak |  | 48 | heating | 0.23059 | 0.85755 | 1.0078 | 0.19928 | 3.9631 | 2.6947 | 3.5525 | 0.22231 | 0 | 0.96593 | 1.1856 | 0 | 0.19928
2018-11-16 | 5 | 16 | Winter: On-Peak |  | 48 | heating | 0.23059 | 0.88345 | 1.0078 | 0.2053 | 3.9631 | 2.7761 | 3.5525 | 0.22903 | 0 | 1.1649 | 1.1856 | 0 | 0.2053
2018-11-16 | 5 | 17 | Winter: On-Peak |  | 48 | heating | 0.23059 | 0.94026 | 1.0078 | 0.2185 | 3.9631 | 2.9546 | 3.5525 | 0.24376 | 0 | 1.3522 | 1.1856 | 0 | 0.2185
2018-11-16 | 5 | 18 | Winter: On-Peak |  | 46 | heating | 0.25198 | 0.98182 | 1.0078 | 0.24933 | 3.8708 | 3.293 | 3.4229 | 0.28196 | 0 | 1.5599 | 1.1856 | 0 | 0.24933
2018-11-16 | 5 | 19 | Winter: On-Peak |  | 46 | heating | 0.25198 | 0.98419 | 1.0078 | 0.24993 | 3.8708 | 3.3009 | 3.4229 | 0.28264 | 0 | 1.6764 | 1.1856 | 0 | 0.24993
2018-11-16 | 5 | 20 | Winter: On-Peak |  | 46 | heating | 0.25198 | 0.97072 | 1.0078 | 0.24651 | 3.8708 | 3.2557 | 3.4229 | 0.27877 | 0 | 1.5244 | 1.1856 | 0 | 0.24651
2018-11-16 | 5 | 21 | Winter: On-Peak |  | 48 | heating | 0.23059 | 0.95751 | 1.0078 | 0.22251 | 3.9631 | 3.0088 | 3.5525 | 0.24823 | 0 | 1.4449 | 1.1856 | 0 | 0.22251
2018-11-16 | 5 | 22 | Winter: On-Peak |  | 48 | heating | 0.23059 | 0.94265 | 1.0078 | 0.21906 | 3.9631 | 2.9621 | 3.5525 | 0.24438 | 0 | 1.2427 | 1.1856 | 0 | 0.21906
2018-11-16 | 5 | 23 | Winter: Off-Peak |  | 48 | heating | 0.23059 | 0.94451 | 1.0078 | 0.21949 | 3.9631 | 2.9679 | 3.5525 | 0.24486 | 0 | 1.0298 | 1.1856 | 0 | 0.21949
2018-11-17 | 6 | 0 | Winter: Off-Peak |  | 48 | heating | 0.23059 | 0.97482 | 0.98855 | 0.2222 | 3.9631 | 3.0046 | 3.5525 | 0.24789 | 0 | 0.90669 | 1.0113 | 0 | 0.2222
2018-11-17 | 6 | 1 | Winter: Off-Peak |  | 48 | heating | 0.23059 | 1.0122 | 0.98855 | 0.23074 | 3.9631 | 3.12 | 3.5525 | 0.2574 | 0 | 0.81803 | 1.0113 | 0 | 0.23074
2018-11-17 | 6 | 2 | Winter: Off-Peak |  | 46 | heating | 0.25198 | 1.051 | 0.98855 | 0.26179 | 3.8708 | 3.4575 | 3.4229 | 0.29605 | 0 | 0.74508 | 1.0113 | 0 | 0.26179
2018-11-17 | 6 | 3 | Winter: Off-Peak |  | 46 | heating | 0.25198 | 1.0924 | 0.98855 | 0.27211 | 3.8708 | 3.5938 | 3.4229 | 0.30772 | 0 | 0.69159 | 1.0113 | 0 | 0.27211
2018-11-17 | 6 | 4 | Winter: Off-Peak |  | 46 | heating | 0.25198 | 1.1348 | 0.98855 | 0.28268 | 3.8708 | 3.7334 | 3.4229 | 0.31967 | 0 | 0.64739 | 1.0113 | 0 | 0.28268
2018-11-17 | 6 | 5 | Winter: Off-Peak |  | 46 | heating | 0.25198 | 1.1636 | 0.98855 | 0.28983 | 3.8708 | 3.8279 | 3.4229 | 0.32776 | 0 | 0.7214 | 1.0113 | 0 | 0.28983
2018-11-17 | 6 | 6 | Winter: Off-Peak |  | 46 | heating | 0.25198 | 1.2084 | 0.98855 | 0.301 | 3.8708 | 3.9754 | 3.4229 | 0.34039 | 0 | 0.87787 | 1.0113 | 0 | 0.301
2018-11-17 | 6 | 7 | Winter: Off-Peak |  | 46 | heating | 0.25198 | 1.1637 | 0.98855 | 0.28988 | 3.8708 | 3.8285 | 3.4229 | 0.32782 | 0 | 0.97331 | 1.0113 | 0 | 0.28988
2018-11-17 | 6 | 8 | Winter: Off-Peak |  | 46 | heating | 0.25198 | 1.0942 | 0.98855 | 0.27255 | 3.8708 | 3.5997 | 3.4229 | 0.30822 | 0 | 0.9494 | 1.0113 | 0 | 0.27255
2018-11-17 | 6 | 9 | Winter: Off-Peak |  | 48 | heating | 0.23059 | 1.0343 | 0.98855 | 0.23576 | 3.9631 | 3.188 | 3.5525 | 0.26301 | 0 | 0.84085 | 1.0113 | 0 | 0.23576
2018-11-17 | 6 | 10 | Winter: Off-Peak |  | 52 | heating | 0.1878 | 0.98112 | 0.98855 | 0.18215 | 4.0951 | 2.545 | 3.8021 | 0.19619 | 0 | 0.74504 | 1.0113 | 0 | 0.18215
2018-11-17 | 6 | 11 | Winter: Off-Peak |  | 52 | heating | 0.1878 | 0.94956 | 0.98855 | 0.17629 | 4.0951 | 2.4632 | 3.8021 | 0.18987 | 0 | 0.72851 | 1.0113 | 0 | 0.17629
2018-11-17 | 6 | 12 | Winter: Off-Peak |  | 50 | heating | 0.20919 | 0.91648 | 0.98855 | 0.18953 | 4.0352 | 2.6094 | 3.6783 | 0.20791 | 0 | 0.75911 | 1.0113 | 0 | 0.18953
2018-11-17 | 6 | 13 | Winter: Off-Peak |  | 52 | heating | 0.1878 | 0.9004 | 0.98855 | 0.16716 | 4.0951 | 2.3357 | 3.8021 | 0.18004 | 0 | 0.79116 | 1.0113 | 0 | 0.16716
2018-11-17 | 6 | 14 | Winter: Off-Peak |  | 52 | heating | 0.1878 | 0.86033 | 0.98855 | 0.15972 | 4.0951 | 2.2317 | 3.8021 | 0.17203 | 0 | 0.84356 | 1.0113 | 0 | 0.15972
2018-11-17 | 6 | 15 | Winter: Off-Peak |  | 50 | heating | 0.20919 | 0.85755 | 0.98855 | 0.17734 | 4.0352 | 2.4416 | 3.6783 | 0.19454 | 0 | 0.96593 | 1.0113 | 0 | 0.17734
2018-11-17 | 6 | 16 | Winter: Off-Peak |  | 48 | heating | 0.23059 | 0.88345 | 0.98855 | 0.20138 | 3.9631 | 2.723 | 3.5525 | 0.22465 | 0 | 1.1649 | 1.0113 | 0 | 0.20138
2018-11-17 | 6 | 17 | Winter: Off-Peak |  | 46 | heating | 0.25198 | 0.94026 | 0.98855 | 0.23421 | 3.8708 | 3.0933 | 3.4229 | 0.26486 | 0 | 1.3522 | 1.0113 | 0 | 0.23421
2018-11-17 | 6 | 18 | Winter: Off-Peak |  | 45 | heating | 0.26267 | 0.98182 | 0.98855 | 0.25495 | 3.8226 | 3.3251 | 3.3575 | 0.29026 | 0 | 1.5599 | 1.0113 | 0 | 0.25495
2018-11-17 | 6 | 19 | Winter: Off-Peak |  | 45 | heating | 0.26267 | 0.98419 | 0.98855 | 0.25556 | 3.8226 | 3.3331 | 3.3575 | 0.29096 | 0 | 1.6764 | 1.0113 | 0 | 0.25556
2018-11-17 | 6 | 20 | Winter: Off-Peak |  | 43 | heating | 0.28407 | 0.97072 | 0.98855 | 0.27259 | 3.737 | 3.4757 | 3.2279 | 0.31558 | 0 | 1.5244 | 1.0113 | 0 | 0.27259
2018-11-17 | 6 | 21 | Winter: Off-Peak |  | 45 | heating | 0.26267 | 0.95751 | 0.98855 | 0.24863 | 3.8226 | 3.2428 | 3.3575 | 0.28307 | 0 | 1.4449 | 1.0113 | 0 | 0.24863
2018-11-17 | 6 | 22 | Winter: Off-Peak |  | 43 | heating | 0.28407 | 0.94265 | 0.98855 | 0.26471 | 3.737 | 3.3752 | 3.2279 | 0.30646 | 0 | 1.2427 | 1.0113 | 0 | 0.26471
2018-11-17 | 6 | 23 | Winter: Off-Peak |  | 43 | heating | 0.28407 | 0.94451 | 0.98855 | 0.26523 | 3.737 | 3.3819 | 3.2279 | 0.30706 | 0 | 1.0298 | 1.0113 | 0 | 0.26523
2018-11-18 | 7 | 0 | Winter: Off-Peak |  | 43 | heating | 0.28407 | 0.97482 | 0.93761 | 0.25963 | 3.737 | 3.3105 | 3.2279 | 0.30059 | 0 | 0.90669 | 1.0096 | 0 | 0.25963
2018-11-18 | 7 | 1 | Winter: Off-Peak |  | 43 | heating | 0.28407 | 1.0122 | 0.93761 | 0.2696 | 3.737 | 3.4376 | 3.2279 | 0.31213 | 0 | 0.81803 | 1.0096 | 0 | 0.2696
2018-11-18 | 7 | 2 | Winter: Off-Peak |  | 41 | heating | 0.30546 | 1.051 | 0.93761 | 0.301 | 3.629 | 3.727 | 3.0928 | 0.35319 | 0 | 0.74508 | 1.0096 | 0 | 0.301
2018-11-18 | 7 | 3 | Winter: Off-Peak |  | 43 | heating | 0.28407 | 1.0924 | 0.93761 | 0.29095 | 3.737 | 3.7099 | 3.2279 | 0.33684 | 0 | 0.69159 | 1.0096 | 0 | 0.29095
2018-11-18 | 7 | 4 | Winter: Off-Peak |  | 43 | heating | 0.28407 | 1.1348 | 0.93761 | 0.30225 | 3.737 | 3.8539 | 3.2279 | 0.34993 | 0 | 0.64739 | 1.0096 | 0 | 0.30225
2018-11-18 | 7 | 5 | Winter: Off-Peak |  | 41 | heating | 0.30546 | 1.1636 | 0.93761 | 0.33324 | 3.629 | 4.1263 | 3.0928 | 0.39102 | 0 | 0.7214 | 1.0096 | 0 | 0.33324
2018-11-18 | 7 | 6 | Winter: Off-Peak |  | 41 | heating | 0.30546 | 1.2084 | 0.93761 | 0.34608 | 3.629 | 4.2853 | 3.0928 | 0.40609 | 0 | 0.87787 | 1.0096 | 0 | 0.34608
2018-11-18 | 7 | 7 | Winter: Off-Peak |  | 39 | heating | 0.32685 | 1.1637 | 0.93761 | 0.35664 | 3.4954 | 4.2533 | 2.9502 | 0.42254 | 0 | 0.97331 | 1.0096 | 0 | 0.35664
2018-11-18 | 7 | 8 | Winter: Off-Peak |  | 41 | heating | 0.30546 | 1.0942 | 0.93761 | 0.31338 | 3.629 | 3.8803 | 3.0928 | 0.36771 | 0 | 0.9494 | 1.0096 | 0 | 0.31338
2018-11-18 | 7 | 9 | Winter: Off-Peak |  | 43 | heating | 0.28407 | 1.0343 | 0.93761 | 0.27548 | 3.737 | 3.5125 | 3.2279 | 0.31893 | 0 | 0.84085 | 1.0096 | 0 | 0.27548
2018-11-18 | 7 | 10 | Winter: Off-Peak |  | 43 | heating | 0.28407 | 0.98112 | 0.93761 | 0.26131 | 3.737 | 3.3319 | 3.2279 | 0.30253 | 0 | 0.74504 | 1.0096 | 0 | 0.26131
2018-11-18 | 7 | 11 | Winter: Off-Peak |  | 43 | heating | 0.28407 | 0.94956 | 0.93761 | 0.25291 | 3.737 | 3.2248 | 3.2279 | 0.2928 | 0 | 0.72851 | 1.0096 | 0 | 0.25291
2018-11-18 | 7 | 12 | Winter: Off-Peak |  | 45 | heating | 0.26267 | 0.91648 | 0.93761 | 0.22572 | 3.8226 | 2.9439 | 3.3575 | 0.25698 | 0 | 0.75911 | 1.0096 | 0 | 0.22572
2018-11-18 | 7 | 13 | Winter: Off-Peak |  | 45 | heating | 0.26267 | 0.9004 | 0.93761 | 0.22176 | 3.8226 | 2.8923 | 3.3575 | 0.25247 | 0 | 0.79116 | 1.0096 | 0 | 0.22176
2018-11-18 | 7 | 14 | Winter: Off-Peak |  | 45 | heating | 0.26267 | 0.86033 | 0.93761 | 0.21189 | 3.8226 | 2.7635 | 3.3575 | 0.24124 | 0 | 0.84356 | 1.0096 | 0 | 0.21189
2018-11-18 | 7 | 15 | Winter: Off-Peak |  | 43 | heating | 0.28407 | 0.85755 | 0.93761 | 0.2284 | 3.737 | 2.9123 | 3.2279 | 0.26443 | 0 | 0.96593 | 1.0096 | 0 | 0.2284
2018-11-18 | 7 | 16 | Winter: Off-Peak |  | 41 | heating | 0.30546 | 0.88345 | 0.93761 | 0.25302 | 3.629 | 3.1329 | 3.0928 | 0.29689 | 0 | 1.1649 | 1.0096 | 0 | 0.25302
2018-11-18 | 7 | 17 | Winter: Off-Peak |  | 37 | heating | 0.34824 | 0.94026 | 0.93761 | 0.30701 | 3.3551 | 3.5145 | 2.8034 | 0.36742 | 0 | 1.3522 | 1.0096 | 0 | 0.30701
2018-11-18 | 7 | 18 | Winter: Off-Peak |  | 37 | heating | 0.34824 | 0.98182 | 0.93761 | 0.32058 | 3.3551 | 3.6698 | 2.8034 | 0.38366 | 0 | 1.5599 | 1.0096 | 0 | 0.32058
2018-11-18 | 7 | 19 | Winter: Off-Peak |  | 37 | heating | 0.34824 | 0.98419 | 0.93761 | 0.32135 | 3.3551 | 3.6787 | 2.8034 | 0.38459 | 0 | 1.6764 | 1.0096 | 0 | 0.32135
2018-11-18 | 7 | 20 | Winter: Off-Peak |  | 37 | heating | 0.34824 | 0.97072 | 0.93761 | 0.31695 | 3.3551 | 3.6283 | 2.8034 | 0.37932 | 0 | 1.5244 | 1.0096 | 0 | 0.31695
2018-11-18 | 7 | 21 | Winter: Off-Peak |  | 36 | heating | 0.35894 | 0.95751 | 0.93761 | 0.32224 | 3.2767 | 3.6027 | 2.7263 | 0.3873 | 0 | 1.4449 | 1.0096 | 0 | 0.32224
2018-11-18 | 7 | 22 | Winter: Off-Peak |  | 34 | heating | 0.38033 | 0.94265 | 0.93761 | 0.33615 | 3.1618 | 3.6264 | 2.5824 | 0.41156 | 0 | 1.2427 | 1.0096 | 0 | 0.33615
2018-11-18 | 7 | 23 | Winter: Off-Peak |  | 30 | heating | 0.42311 | 0.94451 | 0.93761 | 0.3747 | 3.0748 | 3.931 | 2.334 | 0.49362 | 0 | 1.0298 | 1.0096 | 0 | 0.3747
2018-11-19 | 1 | 0 | Winter: Off-Peak |  | 30 | heating | 0.42311 | 0.97482 | 1.0177 | 0.41977 | 3.0748 | 4.4038 | 2.334 | 0.553 | 0 | 0.90669 | 0.9441 | 0 | 0.41977
2018-11-19 | 1 | 1 | Winter: Off-Peak |  | 28 | heating | 0.4445 | 1.0122 | 1.0177 | 0.45792 | 3.0942 | 4.8344 | 2.2833 | 0.62055 | 0 | 0.81803 | 0.9441 | 0 | 0.45792
2018-11-19 | 1 | 2 | Winter: Off-Peak |  | 28 | heating | 0.4445 | 1.051 | 1.0177 | 0.47544 | 3.0942 | 5.0194 | 2.2833 | 0.64429 | 0 | 0.74508 | 0.9441 | 0 | 0.47544
2018-11-19 | 1 | 3 | Winter: Off-Peak |  | 30 | heating | 0.42311 | 1.0924 | 1.0177 | 0.4704 | 3.0748 | 4.935 | 2.334 | 0.6197 | 0 | 0.69159 | 0.9441 | 0 | 0.4704
2018-11-19 | 1 | 4 | Winter: Off-Peak |  | 30 | heating | 0.42311 | 1.1348 | 1.0177 | 0.48867 | 3.0748 | 5.1267 | 2.334 | 0.64377 | 0 | 0.64739 | 0.9441 | 0 | 0.48867
2018-11-19 | 1 | 5 | Winter: Off-Peak |  | 30 | heating | 0.42311 | 1.1636 | 1.0177 | 0.50104 | 3.0748 | 5.2565 | 2.334 | 0.66006 | 0 | 0.7214 | 0.9441 | 0 | 0.50104
2018-11-19 | 1 | 6 | Winter: Off-Peak |  | 30 | heating | 0.42311 | 1.2084 | 1.0177 | 0.52035 | 3.0748 | 5.459 | 2.334 | 0.6855 | 0 | 0.87787 | 0.9441 | 0 | 0.52035
2018-11-19 | 1 | 7 | Winter: On-Peak |  | 30 | heating | 0.42311 | 1.1637 | 1.0177 | 0.50112 | 3.0748 | 5.2573 | 2.334 | 0.66017 | 0 | 0.97331 | 0.9441 | 0 | 0.50112
2018-11-19 | 1 | 8 | Winter: On-Peak |  | 30 | heating | 0.42311 | 1.0942 | 1.0177 | 0.47117 | 3.0748 | 4.9431 | 2.334 | 0.62072 | 0 | 0.9494 | 0.9441 | 0 | 0.47117
2018-11-19 | 1 | 9 | Winter: On-Peak |  | 34 | heating | 0.38033 | 1.0343 | 1.0177 | 0.40035 | 3.1618 | 4.3189 | 2.5824 | 0.49016 | 0 | 0.84085 | 0.9441 | 0 | 0.40035
2018-11-19 | 1 | 10 | Winter: On-Peak |  | 32 | heating | 0.40172 | 0.98112 | 1.0177 | 0.40112 | 3.1004 | 4.2433 | 2.4523 | 0.50713 | 0 | 0.74504 | 0.9441 | 0 | 0.40112
2018-11-19 | 1 | 11 | Winter: On-Peak |  | 36 | heating | 0.35894 | 0.94956 | 1.0177 | 0.34687 | 3.2767 | 3.8781 | 2.7263 | 0.4169 | 0 | 0.72851 | 0.9441 | 0 | 0.34687
2018-11-19 | 1 | 12 | Winter: On-Peak |  | 36 | heating | 0.35894 | 0.91648 | 1.0177 | 0.33479 | 3.2767 | 3.743 | 2.7263 | 0.40238 | 0 | 0.75911 | 0.9441 | 0 | 0.33479
2018-11-19 | 1 | 13 | Winter: On-Peak |  | 36 | heating | 0.35894 | 0.9004 | 1.0177 | 0.32892 | 3.2767 | 3.6773 | 2.7263 | 0.39532 | 0 | 0.79116 | 0.9441 | 0 | 0.32892
2018-11-19 | 1 | 14 | Winter: On-Peak |  | 36 | heating | 0.35894 | 0.86033 | 1.0177 | 0.31428 | 3.2767 | 3.5137 | 2.7263 | 0.37772 | 0 | 0.84356 | 0.9441 | 0 | 0.31428
2018-11-19 | 1 | 15 | Winter: On-Peak |  | 36 | heating | 0.35894 | 0.85755 | 1.0177 | 0.31326 | 3.2767 | 3.5023 | 2.7263 | 0.3765 | 0 | 0.96593 | 0.9441 | 0 | 0.31326
2018-11-19 | 1 | 16 | Winter: On-Peak |  | 34 | heating | 0.38033 | 0.88345 | 1.0177 | 0.34196 | 3.1618 | 3.689 | 2.5824 | 0.41867 | 0 | 1.1649 | 0.9441 | 0 | 0.34196
2018-11-19 | 1 | 17 | Winter: On-Peak |  | 30 | heating | 0.42311 | 0.94026 | 1.0177 | 0.40489 | 3.0748 | 4.2477 | 2.334 | 0.53339 | 0 | 1.3522 | 0.9441 | 0 | 0.40489
2018-11-19 | 1 | 18 | Winter: On-Peak |  | 28 | heating | 0.4445 | 0.98182 | 1.0177 | 0.44416 | 3.0942 | 4.6891 | 2.2833 | 0.6019 | 0 | 1.5599 | 0.9441 | 0 | 0.44416
2018-11-19 | 1 | 19 | Winter: On-Peak |  | 27 | heating | 0.4552 | 0.98419 | 1.0177 | 0.45594 | 3.1144 | 4.8449 | 2.2875 | 0.62075 | 0 | 1.6764 | 0.9441 | 0 | 0.45594
2018-11-19 | 1 | 20 | Winter: On-Peak |  | 27 | heating | 0.4552 | 0.97072 | 1.0177 | 0.4497 | 3.1144 | 4.7786 | 2.2875 | 0.61225 | 0 | 1.5244 | 0.9441 | 0 | 0.4497
2018-11-19 | 1 | 21 | Winter: On-Peak |  | 27 | heating | 0.4552 | 0.95751 | 1.0177 | 0.44358 | 3.1144 | 4.7136 | 2.2875 | 0.60392 | 0 | 1.4449 | 0.9441 | 0 | 0.44358
2018-11-19 | 1 | 22 | Winter: On-Peak |  | 27 | heating | 0.4552 | 0.94265 | 1.0177 | 0.4367 | 3.1144 | 4.6405 | 2.2875 | 0.59455 | 0 | 1.2427 | 0.9441 | 0 | 0.4367
2018-11-19 | 1 | 23 | Winter: Off-Peak |  | 27 | heating | 0.4552 | 0.94451 | 1.0177 | 0.43756 | 3.1144 | 4.6496 | 2.2875 | 0.59572 | 0 | 1.0298 | 0.9441 | 0 | 0.43756
2018-11-20 | 2 | 0 | Winter: Off-Peak |  | 27 | heating | 0.4552 | 0.97482 | 1.02 | 0.45259 | 3.1144 | 4.8094 | 2.2875 | 0.61619 | 0 | 0.90669 | 0.83669 | 0 | 0.45259
2018-11-20 | 2 | 1 | Winter: Off-Peak |  | 28 | heating | 0.4445 | 1.0122 | 1.02 | 0.45893 | 3.0942 | 4.8451 | 2.2833 | 0.62191 | 0 | 0.81803 | 0.83669 | 0 | 0.45893
2018-11-20 | 2 | 2 | Winter: Off-Peak |  | 28 | heating | 0.4445 | 1.051 | 1.02 | 0.47649 | 3.0942 | 5.0304 | 2.2833 | 0.64571 | 0 | 0.74508 | 0.83669 | 0 | 0.47649
2018-11-20 | 2 | 3 | Winter: Off-Peak |  | 30 | heating | 0.42311 | 1.0924 | 1.02 | 0.47144 | 3.0748 | 4.9459 | 2.334 | 0.62106 | 0 | 0.69159 | 0.83669 | 0 | 0.47144
2018-11-20 | 2 | 4 | Winter: Off-Peak |  | 30 | heating | 0.42311 | 1.1348 | 1.02 | 0.48975 | 3.0748 | 5.138 | 2.334 | 0.64519 | 0 | 0.64739 | 0.83669 | 0 | 0.48975
2018-11-20 | 2 | 5 | Winter: Off-Peak |  | 37 | heating | 0.34824 | 1.1636 | 1.02 | 0.41329 | 3.3551 | 4.7311 | 2.8034 | 0.49462 | 0 | 0.7214 | 0.83669 | 0 | 0.41329
2018-11-20 | 2 | 6 | Winter: Off-Peak |  | 39 | heating | 0.32685 | 1.2084 | 1.02 | 0.40285 | 3.4954 | 4.8044 | 2.9502 | 0.47729 | 0 | 0.87787 | 0.83669 | 0 | 0.40285
2018-11-20 | 2 | 7 | Winter: On-Peak |  | 39 | heating | 0.32685 | 1.1637 | 1.02 | 0.38796 | 3.4954 | 4.6269 | 2.9502 | 0.45966 | 0 | 0.97331 | 0.83669 | 0 | 0.38796
2018-11-20 | 2 | 8 | Winter: On-Peak |  | 39 | heating | 0.32685 | 1.0942 | 1.02 | 0.36478 | 3.4954 | 4.3504 | 2.9502 | 0.43219 | 0 | 0.9494 | 0.83669 | 0 | 0.36478
2018-11-20 | 2 | 9 | Winter: On-Peak |  | 41 | heating | 0.30546 | 1.0343 | 1.02 | 0.32224 | 3.629 | 3.9901 | 3.0928 | 0.37812 | 0 | 0.84085 | 0.83669 | 0 | 0.32224
2018-11-20 | 2 | 10 | Winter: On-Peak |  | 43 | heating | 0.28407 | 0.98112 | 1.02 | 0.28427 | 3.737 | 3.6246 | 3.2279 | 0.3291 | 0 | 0.74504 | 0.83669 | 0 | 0.28427
2018-11-20 | 2 | 11 | Winter: On-Peak |  | 43 | heating | 0.28407 | 0.94956 | 1.02 | 0.27512 | 3.737 | 3.508 | 3.2279 | 0.31852 | 0 | 0.72851 | 0.83669 | 0 | 0.27512
2018-11-20 | 2 | 12 | Winter: On-Peak |  | 46 | heating | 0.25198 | 0.91648 | 1.02 | 0.23554 | 3.8708 | 3.1109 | 3.4229 | 0.26637 | 0 | 0.75911 | 0.83669 | 0 | 0.23554
2018-11-20 | 2 | 13 | Winter: On-Peak |  | 48 | heating | 0.23059 | 0.9004 | 1.02 | 0.21177 | 3.9631 | 2.8635 | 3.5525 | 0.23624 | 0 | 0.79116 | 0.83669 | 0 | 0.21177
2018-11-20 | 2 | 14 | Winter: On-Peak |  | 46 | heating | 0.25198 | 0.86033 | 1.02 | 0.22111 | 3.8708 | 2.9203 | 3.4229 | 0.25005 | 0 | 0.84356 | 0.83669 | 0 | 0.22111
2018-11-20 | 2 | 15 | Winter: On-Peak |  | 46 | heating | 0.25198 | 0.85755 | 1.02 | 0.2204 | 3.8708 | 2.9108 | 3.4229 | 0.24924 | 0 | 0.96593 | 0.83669 | 0 | 0.2204
2018-11-20 | 2 | 16 | Winter: On-Peak |  | 45 | heating | 0.26267 | 0.88345 | 1.02 | 0.23669 | 3.8226 | 3.0871 | 3.3575 | 0.26948 | 0 | 1.1649 | 0.83669 | 0 | 0.23669
2018-11-20 | 2 | 17 | Winter: On-Peak |  | 43 | heating | 0.28407 | 0.94026 | 1.02 | 0.27243 | 3.737 | 3.4736 | 3.2279 | 0.3154 | 0 | 1.3522 | 0.83669 | 0 | 0.27243
2018-11-20 | 2 | 18 | Winter: On-Peak |  | 39 | heating | 0.32685 | 0.98182 | 1.02 | 0.32732 | 3.4954 | 3.9036 | 2.9502 | 0.3878 | 0 | 1.5599 | 0.83669 | 0 | 0.32732
2018-11-20 | 2 | 19 | Winter: On-Peak |  | 36 | heating | 0.35894 | 0.98419 | 1.02 | 0.36031 | 3.2767 | 4.0284 | 2.7263 | 0.43305 | 0 | 1.6764 | 0.83669 | 0 | 0.36031
2018-11-20 | 2 | 20 | Winter: On-Peak |  | 36 | heating | 0.35894 | 0.97072 | 1.02 | 0.35538 | 3.2767 | 3.9732 | 2.7263 | 0.42713 | 0 | 1.5244 | 0.83669 | 0 | 0.35538
2018-11-20 | 2 | 21 | Winter: On-Peak |  | 34 | heating | 0.38033 | 0.95751 | 1.02 | 0.37144 | 3.1618 | 4.0071 | 2.5824 | 0.45477 | 0 | 1.4449 | 0.83669 | 0 | 0.37144
2018-11-20 | 2 | 22 | Winter: On-Peak |  | 32 | heating | 0.40172 | 0.94265 | 1.02 | 0.38624 | 3.1004 | 4.0858 | 2.4523 | 0.48832 | 0 | 1.2427 | 0.83669 | 0 | 0.38624
2018-11-20 | 2 | 23 | Winter: Off-Peak |  | 30 | heating | 0.42311 | 0.94451 | 1.02 | 0.40761 | 3.0748 | 4.2763 | 2.334 | 0.53698 | 0 | 1.0298 | 0.83669 | 0 | 0.40761
2018-11-21 | 3 | 0 | Winter: Off-Peak |  | 28 | heating | 0.4445 | 0.97482 | 1.0263 | 0.44471 | 3.0942 | 4.6949 | 2.2833 | 0.60264 | 0 | 0.90669 | 0.94211 | 0 | 0.44471
2018-11-21 | 3 | 1 | Winter: Off-Peak |  | 27 | heating | 0.4552 | 1.0122 | 1.0263 | 0.47289 | 3.1144 | 5.025 | 2.2875 | 0.64382 | 0 | 0.81803 | 0.94211 | 0 | 0.47289
2018-11-21 | 3 | 2 | Winter: Off-Peak |  | 27 | heating | 0.4552 | 1.051 | 1.0263 | 0.49098 | 3.1144 | 5.2173 | 2.2875 | 0.66845 | 0 | 0.74508 | 0.94211 | 0 | 0.49098
2018-11-21 | 3 | 3 | Winter: Off-Peak |  | 25 | heating | 0.47659 | 1.0924 | 1.0263 | 0.53432 | 3.0939 | 5.6406 | 2.1844 | 0.75681 | 0 | 0.69159 | 0.94211 | 0 | 0.53432
2018-11-21 | 3 | 4 | Winter: Off-Peak |  | 25 | heating | 0.47659 | 1.1348 | 1.0263 | 0.55508 | 3.0939 | 5.8596 | 2.1844 | 0.7862 | 0 | 0.64739 | 0.94211 | 0 | 0.55508
2018-11-21 | 3 | 5 | Winter: Off-Peak |  | 25 | heating | 0.47659 | 1.1636 | 1.0263 | 0.56913 | 3.0939 | 6.008 | 2.1844 | 0.80611 | 0 | 0.7214 | 0.94211 | 0 | 0.56913
2018-11-21 | 3 | 6 | Winter: Off-Peak |  | 25 | heating | 0.47659 | 1.2084 | 1.0263 | 0.59106 | 3.0939 | 6.2395 | 2.1844 | 0.83717 | 0 | 0.87787 | 0.94211 | 0 | 0.59106
2018-11-21 | 3 | 7 | Winter: On-Peak |  | 21 | heating | 0.51937 | 1.1637 | 1.0263 | 0.62032 | 3.0223 | 6.3967 | 1.9597 | 0.95666 | 0 | 0.97331 | 0.94211 | 0 | 0.62032
2018-11-21 | 3 | 8 | Winter: On-Peak |  | 25 | heating | 0.47659 | 1.0942 | 1.0263 | 0.5352 | 3.0939 | 5.6498 | 2.1844 | 0.75805 | 0 | 0.9494 | 0.94211 | 0 | 0.5352
2018-11-21 | 3 | 9 | Winter: On-Peak |  | 25 | heating | 0.47659 | 1.0343 | 1.0263 | 0.5059 | 3.0939 | 5.3406 | 2.1844 | 0.71656 | 0 | 0.84085 | 0.94211 | 0 | 0.5059
2018-11-21 | 3 | 10 | Winter: On-Peak |  | 27 | heating | 0.4552 | 0.98112 | 1.0263 | 0.45835 | 3.1144 | 4.8706 | 2.2875 | 0.62403 | 0 | 0.74504 | 0.94211 | 0 | 0.45835
2018-11-21 | 3 | 11 | Winter: On-Peak |  | 28 | heating | 0.4445 | 0.94956 | 1.0263 | 0.43319 | 3.0942 | 4.5733 | 2.2833 | 0.58703 | 0 | 0.72851 | 0.94211 | 0 | 0.43319
2018-11-21 | 3 | 12 | Winter: On-Peak |  | 30 | heating | 0.42311 | 0.91648 | 1.0263 | 0.39797 | 3.0748 | 4.1752 | 2.334 | 0.52429 | 0 | 0.75911 | 0.94211 | 0 | 0.39797
2018-11-21 | 3 | 13 | Winter: On-Peak |  | 32 | heating | 0.40172 | 0.9004 | 1.0263 | 0.37122 | 3.1004 | 3.927 | 2.4523 | 0.46933 | 0 | 0.79116 | 0.94211 | 0 | 0.37122
2018-11-21 | 3 | 14 | Winter: On-Peak |  | 34 | heating | 0.38033 | 0.86033 | 1.0263 | 0.33581 | 3.1618 | 3.6228 | 2.5824 | 0.41115 | 0 | 0.84356 | 0.94211 | 0 | 0.33581
2018-11-21 | 3 | 15 | Winter: On-Peak |  | 34 | heating | 0.38033 | 0.85755 | 1.0263 | 0.33473 | 3.1618 | 3.611 | 2.5824 | 0.40982 | 0 | 0.96593 | 0.94211 | 0 | 0.33473
2018-11-21 | 3 | 16 | Winter: On-Peak |  | 32 | heating | 0.40172 | 0.88345 | 1.0263 | 0.36423 | 3.1004 | 3.853 | 2.4523 | 0.46049 | 0 | 1.1649 | 0.94211 | 0 | 0.36423
2018-11-21 | 3 | 17 | Winter: On-Peak |  | 30 | heating | 0.42311 | 0.94026 | 1.0263 | 0.4083 | 3.0748 | 4.2835 | 2.334 | 0.53789 | 0 | 1.3522 | 0.94211 | 0 | 0.4083
2018-11-21 | 3 | 18 | Winter: On-Peak |  | 32 | heating | 0.40172 | 0.98182 | 1.0263 | 0.40479 | 3.1004 | 4.2821 | 2.4523 | 0.51177 | 0 | 1.5599 | 0.94211 | 0 | 0.40479
2018-11-21 | 3 | 19 | Winter: On-Peak |  | 32 | heating | 0.40172 | 0.98419 | 1.0263 | 0.40577 | 3.1004 | 4.2924 | 2.4523 | 0.513 | 0 | 1.6764 | 0.94211 | 0 | 0.40577
2018-11-21 | 3 | 20 | Winter: On-Peak |  | 34 | heating | 0.38033 | 0.97072 | 1.0263 | 0.3789 | 3.1618 | 4.0876 | 2.5824 | 0.4639 | 0 | 1.5244 | 0.94211 | 0 | 0.3789
2018-11-21 | 3 | 21 | Winter: On-Peak |  | 34 | heating | 0.38033 | 0.95751 | 1.0263 | 0.37375 | 3.1618 | 4.032 | 2.5824 | 0.45759 | 0 | 1.4449 | 0.94211 | 0 | 0.37375
2018-11-21 | 3 | 22 | Winter: On-Peak |  | 34 | heating | 0.38033 | 0.94265 | 1.0263 | 0.36795 | 3.1618 | 3.9694 | 2.5824 | 0.45049 | 0 | 1.2427 | 0.94211 | 0 | 0.36795
2018-11-21 | 3 | 23 | Winter: Off-Peak |  | 34 | heating | 0.38033 | 0.94451 | 1.0263 | 0.36867 | 3.1618 | 3.9772 | 2.5824 | 0.45138 | 0 | 1.0298 | 0.94211 | 0 | 0.36867
2018-11-22 | 4 | 0 | Winter: Off-Peak |  | 34 | heating | 0.38033 | 0.97482 | 1.002 | 0.37151 | 3.1618 | 4.0078 | 2.5824 | 0.45485 | 0 | 0.90669 | 1.0706 | 0 | 0.37151
2018-11-22 | 4 | 1 | Winter: Off-Peak |  | 36 | heating | 0.35894 | 1.0122 | 1.002 | 0.36407 | 3.2767 | 4.0704 | 2.7263 | 0.43757 | 0 | 0.81803 | 1.0706 | 0 | 0.36407
2018-11-22 | 4 | 2 | Winter: Off-Peak |  | 36 | heating | 0.35894 | 1.051 | 1.002 | 0.378 | 3.2767 | 4.2261 | 2.7263 | 0.45431 | 0 | 0.74508 | 1.0706 | 0 | 0.378
2018-11-22 | 4 | 3 | Winter: Off-Peak |  | 36 | heating | 0.35894 | 1.0924 | 1.002 | 0.39291 | 3.2767 | 4.3927 | 2.7263 | 0.47223 | 0 | 0.69159 | 1.0706 | 0 | 0.39291
2018-11-22 | 4 | 4 | Winter: Off-Peak |  | 36 | heating | 0.35894 | 1.1348 | 1.002 | 0.40816 | 3.2767 | 4.5634 | 2.7263 | 0.49057 | 0 | 0.64739 | 1.0706 | 0 | 0.40816
2018-11-22 | 4 | 5 | Winter: Off-Peak |  | 36 | heating | 0.35894 | 1.1636 | 1.002 | 0.4185 | 3.2767 | 4.6789 | 2.7263 | 0.50298 | 0 | 0.7214 | 1.0706 | 0 | 0.4185
2018-11-22 | 4 | 6 | Winter: Off-Peak |  | 37 | heating | 0.34824 | 1.2084 | 1.002 | 0.42167 | 3.3551 | 4.8271 | 2.8034 | 0.50465 | 0 | 0.87787 | 1.0706 | 0 | 0.42167
2018-11-22 | 4 | 7 | Winter: On-Peak |  | 37 | heating | 0.34824 | 1.1637 | 1.002 | 0.40609 | 3.3551 | 4.6488 | 2.8034 | 0.486 | 0 | 0.97331 | 1.0706 | 0 | 0.40609
2018-11-22 | 4 | 8 | Winter: On-Peak |  | 37 | heating | 0.34824 | 1.0942 | 1.002 | 0.38182 | 3.3551 | 4.3709 | 2.8034 | 0.45696 | 0 | 0.9494 | 1.0706 | 0 | 0.38182
2018-11-22 | 4 | 9 | Winter: On-Peak |  | 39 | heating | 0.32685 | 1.0343 | 1.002 | 0.33875 | 3.4954 | 4.04 | 2.9502 | 0.40135 | 0 | 0.84085 | 1.0706 | 0 | 0.33875
2018-11-22 | 4 | 10 | Winter: On-Peak |  | 39 | heating | 0.32685 | 0.98112 | 1.002 | 0.32133 | 3.4954 | 3.8323 | 2.9502 | 0.38072 | 0 | 0.74504 | 1.0706 | 0 | 0.32133
2018-11-22 | 4 | 11 | Winter: On-Peak |  | 43 | heating | 0.28407 | 0.94956 | 1.002 | 0.27029 | 3.737 | 3.4464 | 3.2279 | 0.31292 | 0 | 0.72851 | 1.0706 | 0 | 0.27029
2018-11-22 | 4 | 12 | Winter: On-Peak |  | 43 | heating | 0.28407 | 0.91648 | 1.002 | 0.26087 | 3.737 | 3.3263 | 3.2279 | 0.30202 | 0 | 0.75911 | 1.0706 | 0 | 0.26087
2018-11-22 | 4 | 13 | Winter: On-Peak |  | 43 | heating | 0.28407 | 0.9004 | 1.002 | 0.2563 | 3.737 | 3.268 | 3.2279 | 0.29672 | 0 | 0.79116 | 1.0706 | 0 | 0.2563
2018-11-22 | 4 | 14 | Winter: On-Peak |  | 43 | heating | 0.28407 | 0.86033 | 1.002 | 0.24489 | 3.737 | 3.1225 | 3.2279 | 0.28352 | 0 | 0.84356 | 1.0706 | 0 | 0.24489
2018-11-22 | 4 | 15 | Winter: On-Peak |  | 45 | heating | 0.26267 | 0.85755 | 1.002 | 0.22572 | 3.8226 | 2.9439 | 3.3575 | 0.25698 | 0 | 0.96593 | 1.0706 | 0 | 0.22572
2018-11-22 | 4 | 16 | Winter: On-Peak |  | 45 | heating | 0.26267 | 0.88345 | 1.002 | 0.23253 | 3.8226 | 3.0328 | 3.3575 | 0.26474 | 0 | 1.1649 | 1.0706 | 0 | 0.23253
2018-11-22 | 4 | 17 | Winter: On-Peak |  | 43 | heating | 0.28407 | 0.94026 | 1.002 | 0.26764 | 3.737 | 3.4126 | 3.2279 | 0.30986 | 0 | 1.3522 | 1.0706 | 0 | 0.26764
2018-11-22 | 4 | 18 | Winter: On-Peak |  | 45 | heating | 0.26267 | 0.98182 | 1.002 | 0.25843 | 3.8226 | 3.3705 | 3.3575 | 0.29422 | 0 | 1.5599 | 1.0706 | 0 | 0.25843
2018-11-22 | 4 | 19 | Winter: On-Peak |  | 45 | heating | 0.26267 | 0.98419 | 1.002 | 0.25905 | 3.8226 | 3.3787 | 3.3575 | 0.29493 | 0 | 1.6764 | 1.0706 | 0 | 0.25905
2018-11-22 | 4 | 20 | Winter: On-Peak |  | 45 | heating | 0.26267 | 0.97072 | 1.002 | 0.2555 | 3.8226 | 3.3324 | 3.3575 | 0.2909 | 0 | 1.5244 | 1.0706 | 0 | 0.2555
2018-11-22 | 4 | 21 | Winter: On-Peak |  | 45 | heating | 0.26267 | 0.95751 | 1.002 | 0.25203 | 3.8226 | 3.2871 | 3.3575 | 0.28694 | 0 | 1.4449 | 1.0706 | 0 | 0.25203
2018-11-22 | 4 | 22 | Winter: On-Peak |  | 45 | heating | 0.26267 | 0.94265 | 1.002 | 0.24812 | 3.8226 | 3.2361 | 3.3575 | 0.28248 | 0 | 1.2427 | 1.0706 | 0 | 0.24812
2018-11-22 | 4 | 23 | Winter: Off-Peak |  | 48 | heating | 0.23059 | 0.94451 | 1.002 | 0.21824 | 3.9631 | 2.951 | 3.5525 | 0.24346 | 0 | 1.0298 | 1.0706 | 0 | 0.21824
2018-11-23 | 5 | 0 | Winter: Off-Peak |  | 52 | heating | 0.1878 | 0.97482 | 1.0078 | 0.1845 | 4.0951 | 2.5779 | 3.8021 | 0.19872 | 0 | 0.90669 | 1.1856 | 0 | 0.1845
2018-11-23 | 5 | 1 | Winter: Off-Peak |  | 52 | heating | 0.1878 | 1.0122 | 1.0078 | 0.19159 | 4.0951 | 2.6769 | 3.8021 | 0.20635 | 0 | 0.81803 | 1.1856 | 0 | 0.19159
2018-11-23 | 5 | 2 | Winter: Off-Peak |  | 52 | heating | 0.1878 | 1.051 | 1.0078 | 0.19892 | 4.0951 | 2.7793 | 3.8021 | 0.21425 | 0 | 0.74508 | 1.1856 | 0 | 0.19892
2018-11-23 | 5 | 3 | Winter: Off-Peak |  | 50 | heating | 0.20919 | 1.0924 | 1.0078 | 0.23031 | 4.0352 | 3.1709 | 3.6783 | 0.25265 | 0 | 0.69159 | 1.1856 | 0 | 0.23031
2018-11-23 | 5 | 4 | Winter: Off-Peak |  | 50 | heating | 0.20919 | 1.1348 | 1.0078 | 0.23925 | 4.0352 | 3.294 | 3.6783 | 0.26246 | 0 | 0.64739 | 1.1856 | 0 | 0.23925
2018-11-23 | 5 | 5 | Winter: Off-Peak |  | 52 | heating | 0.1878 | 1.1636 | 1.0078 | 0.22022 | 4.0951 | 3.0771 | 3.8021 | 0.2372 | 0 | 0.7214 | 1.1856 | 0 | 0.22022
2018-11-23 | 5 | 6 | Winter: Off-Peak |  | 50 | heating | 0.20919 | 1.2084 | 1.0078 | 0.25476 | 4.0352 | 3.5075 | 3.6783 | 0.27948 | 0 | 0.87787 | 1.1856 | 0 | 0.25476
2018-11-23 | 5 | 7 | Winter: On-Peak |  | 52 | heating | 0.1878 | 1.1637 | 1.0078 | 0.22026 | 4.0951 | 3.0776 | 3.8021 | 0.23723 | 0 | 0.97331 | 1.1856 | 0 | 0.22026
2018-11-23 | 5 | 8 | Winter: On-Peak |  | 52 | heating | 0.1878 | 1.0942 | 1.0078 | 0.2071 | 4.0951 | 2.8936 | 3.8021 | 0.22306 | 0 | 0.9494 | 1.1856 | 0 | 0.2071
2018-11-23 | 5 | 9 | Winter: On-Peak |  | 54 | heating | 0.16641 | 1.0343 | 1.0078 | 0.17346 | 4.156 | 2.4597 | 3.9259 | 0.18363 | 0 | 0.84085 | 1.1856 | 0 | 0.17346
2018-11-23 | 5 | 10 | Winter: On-Peak |  | 57 | heating | 0.13432 | 0.98112 | 1.0078 | 0.13282 | 4.2531 | 1.9274 | 4.112 | 0.13737 | 0 | 0.74504 | 1.1856 | 0 | 0.13282
2018-11-23 | 5 | 11 | Winter: On-Peak |  | 57 | heating | 0.13432 | 0.94956 | 1.0078 | 0.12854 | 4.2531 | 1.8654 | 4.112 | 0.13295 | 0 | 0.72851 | 1.1856 | 0 | 0.12854
2018-11-23 | 5 | 12 | Winter: On-Peak |  | 54 | heating | 0.16641 | 0.91648 | 1.0078 | 0.1537 | 4.156 | 2.1795 | 3.9259 | 0.16271 | 0 | 0.75911 | 1.1856 | 0 | 0.1537
2018-11-23 | 5 | 13 | Winter: On-Peak |  | 55 | heating | 0.15571 | 0.9004 | 1.0078 | 0.1413 | 4.1851 | 2.0177 | 3.9877 | 0.1483 | 0 | 0.79116 | 1.1856 | 0 | 0.1413
2018-11-23 | 5 | 14 | Winter: On-Peak |  | 57 | heating | 0.13432 | 0.86033 | 1.0078 | 0.11646 | 4.2531 | 1.6901 | 4.112 | 0.12046 | 0 | 0.84356 | 1.1856 | 0 | 0.11646
2018-11-23 | 5 | 15 | Winter: On-Peak |  | 57 | heating | 0.13432 | 0.85755 | 1.0078 | 0.11609 | 4.2531 | 1.6846 | 4.112 | 0.12007 | 0 | 0.96593 | 1.1856 | 0 | 0.11609
2018-11-23 | 5 | 16 | Winter: On-Peak |  | 57 | heating | 0.13432 | 0.88345 | 1.0078 | 0.11959 | 4.2531 | 1.7355 | 4.112 | 0.1237 | 0 | 1.1649 | 1.1856 | 0 | 0.11959
2018-11-23 | 5 | 17 | Winter: On-Peak |  | 54 | heating | 0.16641 | 0.94026 | 1.0078 | 0.15769 | 4.156 | 2.2361 | 3.9259 | 0.16693 | 0 | 1.3522 | 1.1856 | 0 | 0.15769
2018-11-23 | 5 | 18 | Winter: On-Peak |  | 54 | heating | 0.16641 | 0.98182 | 1.0078 | 0.16466 | 4.156 | 2.3349 | 3.9259 | 0.17431 | 0 | 1.5599 | 1.1856 | 0 | 0.16466
2018-11-23 | 5 | 19 | Winter: On-Peak |  | 52 | heating | 0.1878 | 0.98419 | 1.0078 | 0.18628 | 4.0951 | 2.6027 | 3.8021 | 0.20063 | 0 | 1.6764 | 1.1856 | 0 | 0.18628
2018-11-23 | 5 | 20 | Winter: On-Peak |  | 46 | heating | 0.25198 | 0.97072 | 1.0078 | 0.24651 | 3.8708 | 3.2557 | 3.4229 | 0.27877 | 0 | 1.5244 | 1.1856 | 0 | 0.24651
2018-11-23 | 5 | 21 | Winter: On-Peak |  | 46 | heating | 0.25198 | 0.95751 | 1.0078 | 0.24315 | 3.8708 | 3.2114 | 3.4229 | 0.27498 | 0 | 1.4449 | 1.1856 | 0 | 0.24315
2018-11-23 | 5 | 22 | Winter: On-Peak |  | 45 | heating | 0.26267 | 0.94265 | 1.0078 | 0.24954 | 3.8226 | 3.2547 | 3.3575 | 0.28411 | 0 | 1.2427 | 1.1856 | 0 | 0.24954
2018-11-23 | 5 | 23 | Winter: Off-Peak |  | 43 | heating | 0.28407 | 0.94451 | 1.0078 | 0.2704 | 3.737 | 3.4477 | 3.2279 | 0.31304 | 0 | 1.0298 | 1.1856 | 0 | 0.2704
2018-11-24 | 6 | 0 | Winter: Off-Peak |  | 41 | heating | 0.30546 | 0.97482 | 0.98855 | 0.29435 | 3.629 | 3.6448 | 3.0928 | 0.34539 | 0 | 0.90669 | 1.0113 | 0 | 0.29435
2018-11-24 | 6 | 1 | Winter: Off-Peak |  | 39 | heating | 0.32685 | 1.0122 | 0.98855 | 0.32706 | 3.4954 | 3.9006 | 2.9502 | 0.3875 | 0 | 0.81803 | 1.0113 | 0 | 0.32706
2018-11-24 | 6 | 2 | Winter: Off-Peak |  | 39 | heating | 0.32685 | 1.051 | 0.98855 | 0.33957 | 3.4954 | 4.0498 | 2.9502 | 0.40233 | 0 | 0.74508 | 1.0113 | 0 | 0.33957
2018-11-24 | 6 | 3 | Winter: Off-Peak |  | 39 | heating | 0.32685 | 1.0924 | 0.98855 | 0.35296 | 3.4954 | 4.2095 | 2.9502 | 0.41819 | 0 | 0.69159 | 1.0113 | 0 | 0.35296
2018-11-24 | 6 | 4 | Winter: Off-Peak |  | 37 | heating | 0.34824 | 1.1348 | 0.98855 | 0.39067 | 3.3551 | 4.4722 | 2.8034 | 0.46754 | 0 | 0.64739 | 1.0113 | 0 | 0.39067
2018-11-24 | 6 | 5 | Winter: Off-Peak |  | 37 | heating | 0.34824 | 1.1636 | 0.98855 | 0.40056 | 3.3551 | 4.5854 | 2.8034 | 0.47938 | 0 | 0.7214 | 1.0113 | 0 | 0.40056
2018-11-24 | 6 | 6 | Winter: Off-Peak |  | 34 | heating | 0.38033 | 1.2084 | 0.98855 | 0.45432 | 3.1618 | 4.9012 | 2.5824 | 0.55624 | 0 | 0.87787 | 1.0113 | 0 | 0.45432
2018-11-24 | 6 | 7 | Winter: Off-Peak |  | 32 | heating | 0.40172 | 1.1637 | 0.98855 | 0.46214 | 3.1004 | 4.8888 | 2.4523 | 0.58428 | 0 | 0.97331 | 1.0113 | 0 | 0.46214
2018-11-24 | 6 | 8 | Winter: Off-Peak |  | 34 | heating | 0.38033 | 1.0942 | 0.98855 | 0.41139 | 3.1618 | 4.438 | 2.5824 | 0.50367 | 0 | 0.9494 | 1.0113 | 0 | 0.41139
2018-11-24 | 6 | 9 | Winter: Off-Peak |  | 34 | heating | 0.38033 | 1.0343 | 0.98855 | 0.38887 | 3.1618 | 4.1951 | 2.5824 | 0.4761 | 0 | 0.84085 | 1.0113 | 0 | 0.38887
2018-11-24 | 6 | 10 | Winter: Off-Peak |  | 36 | heating | 0.35894 | 0.98112 | 0.98855 | 0.34813 | 3.2767 | 3.8921 | 2.7263 | 0.41841 | 0 | 0.74504 | 1.0113 | 0 | 0.34813
2018-11-24 | 6 | 11 | Winter: Off-Peak |  | 37 | heating | 0.34824 | 0.94956 | 0.98855 | 0.32689 | 3.3551 | 3.7421 | 2.8034 | 0.39122 | 0 | 0.72851 | 1.0113 | 0 | 0.32689
2018-11-24 | 6 | 12 | Winter: Off-Peak |  | 37 | heating | 0.34824 | 0.91648 | 0.98855 | 0.3155 | 3.3551 | 3.6117 | 2.8034 | 0.37759 | 0 | 0.75911 | 1.0113 | 0 | 0.3155
2018-11-24 | 6 | 13 | Winter: Off-Peak |  | 37 | heating | 0.34824 | 0.9004 | 0.98855 | 0.30997 | 3.3551 | 3.5484 | 2.8034 | 0.37096 | 0 | 0.79116 | 1.0113 | 0 | 0.30997
2018-11-24 | 6 | 14 | Winter: Off-Peak |  | 37 | heating | 0.34824 | 0.86033 | 0.98855 | 0.29617 | 3.3551 | 3.3904 | 2.8034 | 0.35445 | 0 | 0.84356 | 1.0113 | 0 | 0.29617
2018-11-24 | 6 | 15 | Winter: Off-Peak |  | 37 | heating | 0.34824 | 0.85755 | 0.98855 | 0.29521 | 3.3551 | 3.3795 | 2.8034 | 0.3533 | 0 | 0.96593 | 1.0113 | 0 | 0.29521
2018-11-24 | 6 | 16 | Winter: Off-Peak |  | 34 | heating | 0.38033 | 0.88345 | 0.98855 | 0.33215 | 3.1618 | 3.5832 | 2.5824 | 0.40666 | 0 | 1.1649 | 1.0113 | 0 | 0.33215
2018-11-24 | 6 | 17 | Winter: Off-Peak |  | 32 | heating | 0.40172 | 0.94026 | 0.98855 | 0.37339 | 3.1004 | 3.9499 | 2.4523 | 0.47207 | 0 | 1.3522 | 1.0113 | 0 | 0.37339
2018-11-24 | 6 | 18 | Winter: Off-Peak |  | 30 | heating | 0.42311 | 0.98182 | 0.98855 | 0.41066 | 3.0748 | 4.3083 | 2.334 | 0.541 | 0 | 1.5599 | 1.0113 | 0 | 0.41066
2018-11-24 | 6 | 19 | Winter: Off-Peak |  | 28 | heating | 0.4445 | 0.98419 | 0.98855 | 0.43246 | 3.0942 | 4.5657 | 2.2833 | 0.58605 | 0 | 1.6764 | 1.0113 | 0 | 0.43246
2018-11-24 | 6 | 20 | Winter: Off-Peak |  | 28 | heating | 0.4445 | 0.97072 | 0.98855 | 0.42655 | 3.0942 | 4.5032 | 2.2833 | 0.57803 | 0 | 1.5244 | 1.0113 | 0 | 0.42655
2018-11-24 | 6 | 21 | Winter: Off-Peak |  | 27 | heating | 0.4552 | 0.95751 | 0.98855 | 0.43087 | 3.1144 | 4.5785 | 2.2875 | 0.58661 | 0 | 1.4449 | 1.0113 | 0 | 0.43087
2018-11-24 | 6 | 22 | Winter: Off-Peak |  | 27 | heating | 0.4552 | 0.94265 | 0.98855 | 0.42418 | 3.1144 | 4.5074 | 2.2875 | 0.5775 | 0 | 1.2427 | 1.0113 | 0 | 0.42418
2018-11-24 | 6 | 23 | Winter: Off-Peak |  | 27 | heating | 0.4552 | 0.94451 | 0.98855 | 0.42501 | 3.1144 | 4.5163 | 2.2875 | 0.57864 | 0 | 1.0298 | 1.0113 | 0 | 0.42501
2018-11-25 | 7 | 0 | Winter: Off-Peak |  | 25 | heating | 0.47659 | 0.97482 | 0.93761 | 0.4356 | 3.0939 | 4.5984 | 2.1844 | 0.61698 | 0 | 0.90669 | 1.0096 | 0 | 0.4356
2018-11-25 | 7 | 1 | Winter: Off-Peak |  | 25 | heating | 0.47659 | 1.0122 | 0.93761 | 0.45233 | 3.0939 | 4.775 | 2.1844 | 0.64067 | 0 | 0.81803 | 1.0096 | 0 | 0.45233
2018-11-25 | 7 | 2 | Winter: Off-Peak |  | 25 | heating | 0.47659 | 1.051 | 0.93761 | 0.46963 | 3.0939 | 4.9577 | 2.1844 | 0.66518 | 0 | 0.74508 | 1.0096 | 0 | 0.46963
2018-11-25 | 7 | 3 | Winter: Off-Peak |  | 23 | heating | 0.49798 | 1.0924 | 0.93761 | 0.51006 | 3.0593 | 5.3241 | 2.0731 | 0.75268 | 0 | 0.69159 | 1.0096 | 0 | 0.51006
2018-11-25 | 7 | 4 | Winter: Off-Peak |  | 21 | heating | 0.51937 | 1.1348 | 0.93761 | 0.55263 | 3.0223 | 5.6987 | 1.9597 | 0.85227 | 0 | 0.64739 | 1.0096 | 0 | 0.55263
2018-11-25 | 7 | 5 | Winter: Off-Peak |  | 19 | heating | 0.54077 | 1.1636 | 0.93761 | 0.58995 | 2.9438 | 5.9256 | 1.829 | 0.94955 | 0 | 0.7214 | 1.0096 | 0 | 0.58995
2018-11-25 | 7 | 6 | Winter: Off-Peak |  | 21 | heating | 0.51937 | 1.2084 | 0.93761 | 0.58845 | 3.0223 | 6.0681 | 1.9597 | 0.90752 | 0 | 0.87787 | 1.0096 | 0 | 0.58845
2018-11-25 | 7 | 7 | Winter: Off-Peak |  | 19 | heating | 0.54077 | 1.1637 | 0.93761 | 0.59005 | 2.9438 | 5.9266 | 1.829 | 0.9497 | 0 | 0.97331 | 1.0096 | 0 | 0.59005
2018-11-25 | 7 | 8 | Winter: Off-Peak |  | 21 | heating | 0.51937 | 1.0942 | 0.93761 | 0.53284 | 3.0223 | 5.4946 | 1.9597 | 0.82175 | 0 | 0.9494 | 1.0096 | 0 | 0.53284
2018-11-25 | 7 | 9 | Winter: Off-Peak |  | 23 | heating | 0.49798 | 1.0343 | 0.93761 | 0.48293 | 3.0593 | 5.0409 | 2.0731 | 0.71264 | 0 | 0.84085 | 1.0096 | 0 | 0.48293
2018-11-25 | 7 | 10 | Winter: Off-Peak |  | 25 | heating | 0.47659 | 0.98112 | 0.93761 | 0.43842 | 3.0939 | 4.6282 | 2.1844 | 0.62097 | 0 | 0.74504 | 1.0096 | 0 | 0.43842
2018-11-25 | 7 | 11 | Winter: Off-Peak |  | 25 | heating | 0.47659 | 0.94956 | 0.93761 | 0.42432 | 3.0939 | 4.4793 | 2.1844 | 0.601 | 0 | 0.72851 | 1.0096 | 0 | 0.42432
2018-11-25 | 7 | 12 | Winter: Off-Peak |  | 27 | heating | 0.4552 | 0.91648 | 0.93761 | 0.39115 | 3.1144 | 4.1565 | 2.2875 | 0.53254 | 0 | 0.75911 | 1.0096 | 0 | 0.39115
2018-11-25 | 7 | 13 | Winter: Off-Peak |  | 28 | heating | 0.4445 | 0.9004 | 0.93761 | 0.37526 | 3.0942 | 3.9617 | 2.2833 | 0.50853 | 0 | 0.79116 | 1.0096 | 0 | 0.37526
2018-11-25 | 7 | 14 | Winter: Off-Peak |  | 30 | heating | 0.42311 | 0.86033 | 0.93761 | 0.3413 | 3.0748 | 3.5806 | 2.334 | 0.44963 | 0 | 0.84356 | 1.0096 | 0 | 0.3413
2018-11-25 | 7 | 15 | Winter: Off-Peak |  | 30 | heating | 0.42311 | 0.85755 | 0.93761 | 0.3402 | 3.0748 | 3.5691 | 2.334 | 0.44817 | 0 | 0.96593 | 1.0096 | 0 | 0.3402
2018-11-25 | 7 | 16 | Winter: Off-Peak |  | 28 | heating | 0.4445 | 0.88345 | 0.93761 | 0.36819 | 3.0942 | 3.8871 | 2.2833 | 0.49895 | 0 | 1.1649 | 1.0096 | 0 | 0.36819
2018-11-25 | 7 | 17 | Winter: Off-Peak |  | 28 | heating | 0.4445 | 0.94026 | 0.93761 | 0.39187 | 3.0942 | 4.1371 | 2.2833 | 0.53104 | 0 | 1.3522 | 1.0096 | 0 | 0.39187
2018-11-25 | 7 | 18 | Winter: Off-Peak |  | 28 | heating | 0.4445 | 0.98182 | 0.93761 | 0.40919 | 3.0942 | 4.32 | 2.2833 | 0.55451 | 0 | 1.5599 | 1.0096 | 0 | 0.40919
2018-11-25 | 7 | 19 | Winter: Off-Peak |  | 28 | heating | 0.4445 | 0.98419 | 0.93761 | 0.41018 | 3.0942 | 4.3304 | 2.2833 | 0.55585 | 0 | 1.6764 | 1.0096 | 0 | 0.41018
2018-11-25 | 7 | 20 | Winter: Off-Peak |  | 30 | heating | 0.42311 | 0.97072 | 0.93761 | 0.3851 | 3.0748 | 4.0401 | 2.334 | 0.50732 | 0 | 1.5244 | 1.0096 | 0 | 0.3851
2018-11-25 | 7 | 21 | Winter: Off-Peak |  | 34 | heating | 0.38033 | 0.95751 | 0.93761 | 0.34145 | 3.1618 | 3.6835 | 2.5824 | 0.41805 | 0 | 1.4449 | 1.0096 | 0 | 0.34145
2018-11-25 | 7 | 22 | Winter: Off-Peak |  | 36 | heating | 0.35894 | 0.94265 | 0.93761 | 0.31724 | 3.2767 | 3.5468 | 2.7263 | 0.38129 | 0 | 1.2427 | 1.0096 | 0 | 0.31724
2018-11-25 | 7 | 23 | Winter: Off-Peak |  | 36 | heating | 0.35894 | 0.94451 | 0.93761 | 0.31787 | 3.2767 | 3.5538 | 2.7263 | 0.38204 | 0 | 1.0298 | 1.0096 | 0 | 0.31787
2018-11-26 | 1 | 0 | Winter: Off-Peak |  | 36 | heating | 0.35894 | 0.97482 | 1.0177 | 0.3561 | 3.2767 | 3.9812 | 2.7263 | 0.42799 | 0 | 0.90669 | 0.9441 | 0 | 0.3561
2018-11-26 | 1 | 1 | Winter: Off-Peak |  | 36 | heating | 0.35894 | 1.0122 | 1.0177 | 0.36977 | 3.2767 | 4.1341 | 2.7263 | 0.44442 | 0 | 0.81803 | 0.9441 | 0 | 0.36977
2018-11-26 | 1 | 2 | Winter: Off-Peak |  | 34 | heating | 0.38033 | 1.051 | 1.0177 | 0.4068 | 3.1618 | 4.3885 | 2.5824 | 0.49806 | 0 | 0.74508 | 0.9441 | 0 | 0.4068
2018-11-26 | 1 | 3 | Winter: Off-Peak |  | 34 | heating | 0.38033 | 1.0924 | 1.0177 | 0.42284 | 3.1618 | 4.5616 | 2.5824 | 0.51769 | 0 | 0.69159 | 0.9441 | 0 | 0.42284
2018-11-26 | 1 | 4 | Winter: Off-Peak |  | 34 | heating | 0.38033 | 1.1348 | 1.0177 | 0.43926 | 3.1618 | 4.7387 | 2.5824 | 0.5378 | 0 | 0.64739 | 0.9441 | 0 | 0.43926
2018-11-26 | 1 | 5 | Winter: Off-Peak |  | 36 | heating | 0.35894 | 1.1636 | 1.0177 | 0.42505 | 3.2767 | 4.7521 | 2.7263 | 0.51085 | 0 | 0.7214 | 0.9441 | 0 | 0.42505
2018-11-26 | 1 | 6 | Winter: Off-Peak |  | 36 | heating | 0.35894 | 1.2084 | 1.0177 | 0.44142 | 3.2767 | 4.9352 | 2.7263 | 0.53054 | 0 | 0.87787 | 0.9441 | 0 | 0.44142
2018-11-26 | 1 | 7 | Winter: On-Peak |  | 37 | heating | 0.34824 | 1.1637 | 1.0177 | 0.41245 | 3.3551 | 4.7215 | 2.8034 | 0.49361 | 0 | 0.97331 | 0.9441 | 0 | 0.41245
2018-11-26 | 1 | 8 | Winter: On-Peak |  | 37 | heating | 0.34824 | 1.0942 | 1.0177 | 0.3878 | 3.3551 | 4.4393 | 2.8034 | 0.46411 | 0 | 0.9494 | 0.9441 | 0 | 0.3878
2018-11-26 | 1 | 9 | Winter: On-Peak |  | 41 | heating | 0.30546 | 1.0343 | 1.0177 | 0.32153 | 3.629 | 3.9813 | 3.0928 | 0.37729 | 0 | 0.84085 | 0.9441 | 0 | 0.32153
2018-11-26 | 1 | 10 | Winter: On-Peak |  | 43 | heating | 0.28407 | 0.98112 | 1.0177 | 0.28364 | 3.737 | 3.6167 | 3.2279 | 0.32838 | 0 | 0.74504 | 0.9441 | 0 | 0.28364
2018-11-26 | 1 | 11 | Winter: On-Peak |  | 41 | heating | 0.30546 | 0.94956 | 1.0177 | 0.29519 | 3.629 | 3.6551 | 3.0928 | 0.34637 | 0 | 0.72851 | 0.9441 | 0 | 0.29519
2018-11-26 | 1 | 12 | Winter: On-Peak |  | 39 | heating | 0.32685 | 0.91648 | 1.0177 | 0.30486 | 3.4954 | 3.6358 | 2.9502 | 0.3612 | 0 | 0.75911 | 0.9441 | 0 | 0.30486
2018-11-26 | 1 | 13 | Winter: On-Peak |  | 39 | heating | 0.32685 | 0.9004 | 1.0177 | 0.29951 | 3.4954 | 3.572 | 2.9502 | 0.35486 | 0 | 0.79116 | 0.9441 | 0 | 0.29951
2018-11-26 | 1 | 14 | Winter: On-Peak |  | 37 | heating | 0.34824 | 0.86033 | 1.0177 | 0.30491 | 3.3551 | 3.4905 | 2.8034 | 0.36491 | 0 | 0.84356 | 0.9441 | 0 | 0.30491
2018-11-26 | 1 | 15 | Winter: On-Peak |  | 36 | heating | 0.35894 | 0.85755 | 1.0177 | 0.31326 | 3.2767 | 3.5023 | 2.7263 | 0.3765 | 0 | 0.96593 | 0.9441 | 0 | 0.31326
2018-11-26 | 1 | 16 | Winter: On-Peak |  | 34 | heating | 0.38033 | 0.88345 | 1.0177 | 0.34196 | 3.1618 | 3.689 | 2.5824 | 0.41867 | 0 | 1.1649 | 0.9441 | 0 | 0.34196
2018-11-26 | 1 | 17 | Winter: On-Peak |  | 34 | heating | 0.38033 | 0.94026 | 1.0177 | 0.36395 | 3.1618 | 3.9262 | 2.5824 | 0.44559 | 0 | 1.3522 | 0.9441 | 0 | 0.36395
2018-11-26 | 1 | 18 | Winter: On-Peak |  | 32 | heating | 0.40172 | 0.98182 | 1.0177 | 0.40141 | 3.1004 | 4.2463 | 2.4523 | 0.50749 | 0 | 1.5599 | 0.9441 | 0 | 0.40141
2018-11-26 | 1 | 19 | Winter: On-Peak |  | 30 | heating | 0.42311 | 0.98419 | 1.0177 | 0.4238 | 3.0748 | 4.4462 | 2.334 | 0.55831 | 0 | 1.6764 | 0.9441 | 0 | 0.4238
2018-11-26 | 1 | 20 | Winter: On-Peak |  | 30 | heating | 0.42311 | 0.97072 | 1.0177 | 0.418 | 3.0748 | 4.3853 | 2.334 | 0.55067 | 0 | 1.5244 | 0.9441 | 0 | 0.418
2018-11-26 | 1 | 21 | Winter: On-Peak |  | 32 | heating | 0.40172 | 0.95751 | 1.0177 | 0.39147 | 3.1004 | 4.1411 | 2.4523 | 0.49493 | 0 | 1.4449 | 0.9441 | 0 | 0.39147
2018-11-26 | 1 | 22 | Winter: On-Peak |  | 32 | heating | 0.40172 | 0.94265 | 1.0177 | 0.3854 | 3.1004 | 4.0769 | 2.4523 | 0.48725 | 0 | 1.2427 | 0.9441 | 0 | 0.3854
2018-11-26 | 1 | 23 | Winter: Off-Peak |  | 32 | heating | 0.40172 | 0.94451 | 1.0177 | 0.38615 | 3.1004 | 4.0849 | 2.4523 | 0.4882 | 0 | 1.0298 | 0.9441 | 0 | 0.38615
2018-11-27 | 2 | 0 | Winter: Off-Peak |  | 32 | heating | 0.40172 | 0.97482 | 1.02 | 0.39942 | 3.1004 | 4.2253 | 2.4523 | 0.50498 | 0 | 0.90669 | 0.83669 | 0 | 0.39942
2018-11-27 | 2 | 1 | Winter: Off-Peak |  | 32 | heating | 0.40172 | 1.0122 | 1.02 | 0.41476 | 3.1004 | 4.3875 | 2.4523 | 0.52437 | 0 | 0.81803 | 0.83669 | 0 | 0.41476
2018-11-27 | 2 | 2 | Winter: Off-Peak |  | 32 | heating | 0.40172 | 1.051 | 1.02 | 0.43063 | 3.1004 | 4.5553 | 2.4523 | 0.54443 | 0 | 0.74508 | 0.83669 | 0 | 0.43063
2018-11-27 | 2 | 3 | Winter: Off-Peak |  | 32 | heating | 0.40172 | 1.0924 | 1.02 | 0.4476 | 3.1004 | 4.7349 | 2.4523 | 0.56589 | 0 | 0.69159 | 0.83669 | 0 | 0.4476
2018-11-27 | 2 | 4 | Winter: Off-Peak |  | 32 | heating | 0.40172 | 1.1348 | 1.02 | 0.46499 | 3.1004 | 4.9188 | 2.4523 | 0.58787 | 0 | 0.64739 | 0.83669 | 0 | 0.46499
2018-11-27 | 2 | 5 | Winter: Off-Peak |  | 32 | heating | 0.40172 | 1.1636 | 1.02 | 0.47676 | 3.1004 | 5.0433 | 2.4523 | 0.60275 | 0 | 0.7214 | 0.83669 | 0 | 0.47676
2018-11-27 | 2 | 6 | Winter: Off-Peak |  | 30 | heating | 0.42311 | 1.2084 | 1.02 | 0.52149 | 3.0748 | 5.471 | 2.334 | 0.68701 | 0 | 0.87787 | 0.83669 | 0 | 0.52149
2018-11-27 | 2 | 7 | Winter: On-Peak |  | 30 | heating | 0.42311 | 1.1637 | 1.02 | 0.50222 | 3.0748 | 5.2689 | 2.334 | 0.66162 | 0 | 0.97331 | 0.83669 | 0 | 0.50222
2018-11-27 | 2 | 8 | Winter: On-Peak |  | 32 | heating | 0.40172 | 1.0942 | 1.02 | 0.44834 | 3.1004 | 4.7427 | 2.4523 | 0.56682 | 0 | 0.9494 | 0.83669 | 0 | 0.44834
2018-11-27 | 2 | 9 | Winter: On-Peak |  | 32 | heating | 0.40172 | 1.0343 | 1.02 | 0.4238 | 3.1004 | 4.4831 | 2.4523 | 0.53579 | 0 | 0.84085 | 0.83669 | 0 | 0.4238
2018-11-27 | 2 | 10 | Winter: On-Peak |  | 34 | heating | 0.38033 | 0.98112 | 1.02 | 0.3806 | 3.1618 | 4.1059 | 2.5824 | 0.46598 | 0 | 0.74504 | 0.83669 | 0 | 0.3806
2018-11-27 | 2 | 11 | Winter: On-Peak |  | 34 | heating | 0.38033 | 0.94956 | 1.02 | 0.36836 | 3.1618 | 3.9738 | 2.5824 | 0.45099 | 0 | 0.72851 | 0.83669 | 0 | 0.36836
2018-11-27 | 2 | 12 | Winter: On-Peak |  | 34 | heating | 0.38033 | 0.91648 | 1.02 | 0.35552 | 3.1618 | 3.8354 | 2.5824 | 0.43528 | 0 | 0.75911 | 0.83669 | 0 | 0.35552
2018-11-27 | 2 | 13 | Winter: On-Peak |  | 34 | heating | 0.38033 | 0.9004 | 1.02 | 0.34929 | 3.1618 | 3.7681 | 2.5824 | 0.42764 | 0 | 0.79116 | 0.83669 | 0 | 0.34929
2018-11-27 | 2 | 14 | Winter: On-Peak |  | 28 | heating | 0.4445 | 0.86033 | 1.02 | 0.39005 | 3.0942 | 4.1179 | 2.2833 | 0.52858 | 0 | 0.84356 | 0.83669 | 0 | 0.39005
2018-11-27 | 2 | 15 | Winter: On-Peak |  | 32 | heating | 0.40172 | 0.85755 | 1.02 | 0.35137 | 3.1004 | 3.717 | 2.4523 | 0.44423 | 0 | 0.96593 | 0.83669 | 0 | 0.35137
2018-11-27 | 2 | 16 | Winter: On-Peak |  | 32 | heating | 0.40172 | 0.88345 | 1.02 | 0.36198 | 3.1004 | 3.8292 | 2.4523 | 0.45765 | 0 | 1.1649 | 0.83669 | 0 | 0.36198
2018-11-27 | 2 | 17 | Winter: On-Peak |  | 30 | heating | 0.42311 | 0.94026 | 1.02 | 0.40578 | 3.0748 | 4.257 | 2.334 | 0.53456 | 0 | 1.3522 | 0.83669 | 0 | 0.40578
2018-11-27 | 2 | 18 | Winter: On-Peak |  | 28 | heating | 0.4445 | 0.98182 | 1.02 | 0.44514 | 3.0942 | 4.6995 | 2.2833 | 0.60322 | 0 | 1.5599 | 0.83669 | 0 | 0.44514
2018-11-27 | 2 | 19 | Winter: On-Peak |  | 27 | heating | 0.4552 | 0.98419 | 1.02 | 0.45695 | 3.1144 | 4.8556 | 2.2875 | 0.62211 | 0 | 1.6764 | 0.83669 | 0 | 0.45695
2018-11-27 | 2 | 20 | Winter: On-Peak |  | 25 | heating | 0.47659 | 0.97072 | 1.02 | 0.47187 | 3.0939 | 4.9813 | 2.1844 | 0.66836 | 0 | 1.5244 | 0.83669 | 0 | 0.47187
2018-11-27 | 2 | 21 | Winter: On-Peak |  | 23 | heating | 0.49798 | 0.95751 | 1.02 | 0.48634 | 3.0593 | 5.0766 | 2.0731 | 0.71769 | 0 | 1.4449 | 0.83669 | 0 | 0.48634
2018-11-27 | 2 | 22 | Winter: On-Peak |  | 21 | heating | 0.51937 | 0.94265 | 1.02 | 0.49937 | 3.0223 | 5.1495 | 1.9597 | 0.77013 | 0 | 1.2427 | 0.83669 | 0 | 0.49937
2018-11-27 | 2 | 23 | Winter: Off-Peak |  | 19 | heating | 0.54077 | 0.94451 | 1.02 | 0.52096 | 2.9438 | 5.2326 | 1.829 | 0.83849 | 0 | 1.0298 | 0.83669 | 0 | 0.52096
2018-11-28 | 3 | 0 | Winter: Off-Peak |  | 19 | heating | 0.54077 | 0.97482 | 1.0263 | 0.54101 | 2.9438 | 5.434 | 1.829 | 0.87078 | 0 | 0.90669 | 0.94211 | 0 | 0.54101
2018-11-28 | 3 | 1 | Winter: Off-Peak |  | 18 | heating | 0.55146 | 1.0122 | 1.0263 | 0.5729 | 2.905 | 5.6785 | 1.7642 | 0.94337 | 0 | 0.81803 | 0.94211 | 0 | 0.5729
2018-11-28 | 3 | 2 | Winter: Off-Peak |  | 16 | heating | 0.57285 | 1.051 | 1.0263 | 0.61789 | 2.8179 | 5.9409 | 1.6318 | 1.0671 | 0 | 0.74508 | 0.94211 | 0 | 0.61789
2018-11-28 | 3 | 3 | Winter: Off-Peak |  | 16 | heating | 0.57285 | 1.0924 | 1.0263 | 0.64225 | 2.8179 | 6.1751 | 1.6318 | 1.1091 | 0 | 0.69159 | 0.94211 | 0 | 0.64225
2018-11-28 | 3 | 4 | Winter: Off-Peak |  | 16 | heating | 0.57285 | 1.1348 | 1.0263 | 0.66719 | 2.8179 | 6.4149 | 1.6318 | 1.1522 | 0 | 0.64739 | 0.94211 | 0 | 0.66719
2018-11-28 | 3 | 5 | Winter: Off-Peak |  | 16 | heating | 0.57285 | 1.1636 | 1.0263 | 0.68408 | 2.8179 | 6.5773 | 1.6318 | 1.1814 | 0 | 0.7214 | 0.94211 | 0 | 0.68408
2018-11-28 | 3 | 6 | Winter: Off-Peak |  | 16 | heating | 0.57285 | 1.2084 | 1.0263 | 0.71044 | 2.8179 | 6.8307 | 1.6318 | 1.2269 | 0 | 0.87787 | 0.94211 | 0 | 0.71044
2018-11-28 | 3 | 7 | Winter: On-Peak |  | 16 | heating | 0.57285 | 1.1637 | 1.0263 | 0.68419 | 2.8179 | 6.5783 | 1.6318 | 1.1815 | 0 | 0.97331 | 0.94211 | 0 | 0.68419
2018-11-28 | 3 | 8 | Winter: On-Peak |  | 19 | heating | 0.54077 | 1.0942 | 1.0263 | 0.60727 | 2.9438 | 6.0995 | 1.829 | 0.97742 | 0 | 0.9494 | 0.94211 | 0 | 0.60727
2018-11-28 | 3 | 9 | Winter: On-Peak |  | 25 | heating | 0.47659 | 1.0343 | 1.0263 | 0.5059 | 3.0939 | 5.3406 | 2.1844 | 0.71656 | 0 | 0.84085 | 0.94211 | 0 | 0.5059
2018-11-28 | 3 | 10 | Winter: On-Peak |  | 27 | heating | 0.4552 | 0.98112 | 1.0263 | 0.45835 | 3.1144 | 4.8706 | 2.2875 | 0.62403 | 0 | 0.74504 | 0.94211 | 0 | 0.45835
2018-11-28 | 3 | 11 | Winter: On-Peak |  | 30 | heating | 0.42311 | 0.94956 | 1.0263 | 0.41234 | 3.0748 | 4.3259 | 2.334 | 0.54321 | 0 | 0.72851 | 0.94211 | 0 | 0.41234
2018-11-28 | 3 | 12 | Winter: On-Peak |  | 30 | heating | 0.42311 | 0.91648 | 1.0263 | 0.39797 | 3.0748 | 4.1752 | 2.334 | 0.52429 | 0 | 0.75911 | 0.94211 | 0 | 0.39797
2018-11-28 | 3 | 13 | Winter: On-Peak |  | 34 | heating | 0.38033 | 0.9004 | 1.0263 | 0.35146 | 3.1618 | 3.7915 | 2.5824 | 0.4303 | 0 | 0.79116 | 0.94211 | 0 | 0.35146
2018-11-28 | 3 | 14 | Winter: On-Peak |  | 34 | heating | 0.38033 | 0.86033 | 1.0263 | 0.33581 | 3.1618 | 3.6228 | 2.5824 | 0.41115 | 0 | 0.84356 | 0.94211 | 0 | 0.33581
2018-11-28 | 3 | 15 | Winter: On-Peak |  | 34 | heating | 0.38033 | 0.85755 | 1.0263 | 0.33473 | 3.1618 | 3.611 | 2.5824 | 0.40982 | 0 | 0.96593 | 0.94211 | 0 | 0.33473
2018-11-28 | 3 | 16 | Winter: On-Peak |  | 34 | heating | 0.38033 | 0.88345 | 1.0263 | 0.34484 | 3.1618 | 3.7201 | 2.5824 | 0.4222 | 0 | 1.1649 | 0.94211 | 0 | 0.34484
2018-11-28 | 3 | 17 | Winter: On-Peak |  | 34 | heating | 0.38033 | 0.94026 | 1.0263 | 0.36701 | 3.1618 | 3.9593 | 2.5824 | 0.44935 | 0 | 1.3522 | 0.94211 | 0 | 0.36701
2018-11-28 | 3 | 18 | Winter: On-Peak |  | 36 | heating | 0.35894 | 0.98182 | 1.0263 | 0.36168 | 3.2767 | 4.0437 | 2.7263 | 0.4347 | 0 | 1.5599 | 0.94211 | 0 | 0.36168
2018-11-28 | 3 | 19 | Winter: On-Peak |  | 36 | heating | 0.35894 | 0.98419 | 1.0263 | 0.36255 | 3.2767 | 4.0534 | 2.7263 | 0.43575 | 0 | 1.6764 | 0.94211 | 0 | 0.36255
2018-11-28 | 3 | 20 | Winter: On-Peak |  | 36 | heating | 0.35894 | 0.97072 | 1.0263 | 0.35759 | 3.2767 | 3.9979 | 2.7263 | 0.42978 | 0 | 1.5244 | 0.94211 | 0 | 0.35759
2018-11-28 | 3 | 21 | Winter: On-Peak |  | 36 | heating | 0.35894 | 0.95751 | 1.0263 | 0.35273 | 3.2767 | 3.9435 | 2.7263 | 0.42393 | 0 | 1.4449 | 0.94211 | 0 | 0.35273
2018-11-28 | 3 | 22 | Winter: On-Peak |  | 34 | heating | 0.38033 | 0.94265 | 1.0263 | 0.36795 | 3.1618 | 3.9694 | 2.5824 | 0.45049 | 0 | 1.2427 | 0.94211 | 0 | 0.36795
2018-11-28 | 3 | 23 | Winter: Off-Peak |  | 30 | heating | 0.42311 | 0.94451 | 1.0263 | 0.41014 | 3.0748 | 4.3028 | 2.334 | 0.54032 | 0 | 1.0298 | 0.94211 | 0 | 0.41014
2018-11-29 | 4 | 0 | Winter: Off-Peak |  | 30 | heating | 0.42311 | 0.97482 | 1.002 | 0.4133 | 3.0748 | 4.336 | 2.334 | 0.54447 | 0 | 0.90669 | 1.0706 | 0 | 0.4133
2018-11-29 | 4 | 1 | Winter: Off-Peak |  | 28 | heating | 0.4445 | 1.0122 | 1.002 | 0.45087 | 3.0942 | 4.7599 | 2.2833 | 0.61098 | 0 | 0.81803 | 1.0706 | 0 | 0.45087
2018-11-29 | 4 | 2 | Winter: Off-Peak |  | 27 | heating | 0.4552 | 1.051 | 1.002 | 0.47938 | 3.1144 | 5.094 | 2.2875 | 0.65265 | 0 | 0.74508 | 1.0706 | 0 | 0.47938
2018-11-29 | 4 | 3 | Winter: Off-Peak |  | 27 | heating | 0.4552 | 1.0924 | 1.002 | 0.49828 | 3.1144 | 5.2948 | 2.2875 | 0.67838 | 0 | 0.69159 | 1.0706 | 0 | 0.49828
2018-11-29 | 4 | 4 | Winter: Off-Peak |  | 27 | heating | 0.4552 | 1.1348 | 1.002 | 0.51763 | 3.1144 | 5.5004 | 2.2875 | 0.70473 | 0 | 0.64739 | 1.0706 | 0 | 0.51763
2018-11-29 | 4 | 5 | Winter: Off-Peak |  | 27 | heating | 0.4552 | 1.1636 | 1.002 | 0.53073 | 3.1144 | 5.6397 | 2.2875 | 0.72257 | 0 | 0.7214 | 1.0706 | 0 | 0.53073
2018-11-29 | 4 | 6 | Winter: Off-Peak |  | 25 | heating | 0.47659 | 1.2084 | 1.002 | 0.57709 | 3.0939 | 6.092 | 2.1844 | 0.81738 | 0 | 0.87787 | 1.0706 | 0 | 0.57709
2018-11-29 | 4 | 7 | Winter: On-Peak |  | 25 | heating | 0.47659 | 1.1637 | 1.002 | 0.55576 | 3.0939 | 5.8669 | 2.1844 | 0.78718 | 0 | 0.97331 | 1.0706 | 0 | 0.55576
2018-11-29 | 4 | 8 | Winter: On-Peak |  | 25 | heating | 0.47659 | 1.0942 | 1.002 | 0.52255 | 3.0939 | 5.5163 | 2.1844 | 0.74013 | 0 | 0.9494 | 1.0706 | 0 | 0.52255
2018-11-29 | 4 | 9 | Winter: On-Peak |  | 30 | heating | 0.42311 | 1.0343 | 1.002 | 0.43852 | 3.0748 | 4.6005 | 2.334 | 0.5777 | 0 | 0.84085 | 1.0706 | 0 | 0.43852
2018-11-29 | 4 | 10 | Winter: On-Peak |  | 36 | heating | 0.35894 | 0.98112 | 1.002 | 0.35288 | 3.2767 | 3.9453 | 2.7263 | 0.42412 | 0 | 0.74504 | 1.0706 | 0 | 0.35288
2018-11-29 | 4 | 11 | Winter: On-Peak |  | 37 | heating | 0.34824 | 0.94956 | 1.002 | 0.33135 | 3.3551 | 3.7932 | 2.8034 | 0.39656 | 0 | 0.72851 | 1.0706 | 0 | 0.33135
2018-11-29 | 4 | 12 | Winter: On-Peak |  | 39 | heating | 0.32685 | 0.91648 | 1.002 | 0.30016 | 3.4954 | 3.5798 | 2.9502 | 0.35564 | 0 | 0.75911 | 1.0706 | 0 | 0.30016
2018-11-29 | 4 | 13 | Winter: On-Peak |  | 43 | heating | 0.28407 | 0.9004 | 1.002 | 0.2563 | 3.737 | 3.268 | 3.2279 | 0.29672 | 0 | 0.79116 | 1.0706 | 0 | 0.2563
2018-11-29 | 4 | 14 | Winter: On-Peak |  | 43 | heating | 0.28407 | 0.86033 | 1.002 | 0.24489 | 3.737 | 3.1225 | 3.2279 | 0.28352 | 0 | 0.84356 | 1.0706 | 0 | 0.24489
2018-11-29 | 4 | 15 | Winter: On-Peak |  | 43 | heating | 0.28407 | 0.85755 | 1.002 | 0.2441 | 3.737 | 3.1124 | 3.2279 | 0.2826 | 0 | 0.96593 | 1.0706 | 0 | 0.2441
2018-11-29 | 4 | 16 | Winter: On-Peak |  | 39 | heating | 0.32685 | 0.88345 | 1.002 | 0.28934 | 3.4954 | 3.4508 | 2.9502 | 0.34282 | 0 | 1.1649 | 1.0706 | 0 | 0.28934
2018-11-29 | 4 | 17 | Winter: On-Peak |  | 37 | heating | 0.34824 | 0.94026 | 1.002 | 0.32811 | 3.3551 | 3.756 | 2.8034 | 0.39267 | 0 | 1.3522 | 1.0706 | 0 | 0.32811
2018-11-29 | 4 | 18 | Winter: On-Peak |  | 36 | heating | 0.35894 | 0.98182 | 1.002 | 0.35313 | 3.2767 | 3.9481 | 2.7263 | 0.42442 | 0 | 1.5599 | 1.0706 | 0 | 0.35313
2018-11-29 | 4 | 19 | Winter: On-Peak |  | 36 | heating | 0.35894 | 0.98419 | 1.002 | 0.35398 | 3.2767 | 3.9576 | 2.7263 | 0.42545 | 0 | 1.6764 | 1.0706 | 0 | 0.35398
2018-11-29 | 4 | 20 | Winter: On-Peak |  | 36 | heating | 0.35894 | 0.97072 | 1.002 | 0.34914 | 3.2767 | 3.9034 | 2.7263 | 0.41962 | 0 | 1.5244 | 1.0706 | 0 | 0.34914
2018-11-29 | 4 | 21 | Winter: On-Peak |  | 36 | heating | 0.35894 | 0.95751 | 1.002 | 0.34439 | 3.2767 | 3.8503 | 2.7263 | 0.41391 | 0 | 1.4449 | 1.0706 | 0 | 0.34439
2018-11-29 | 4 | 22 | Winter: On-Peak |  | 36 | heating | 0.35894 | 0.94265 | 1.002 | 0.33904 | 3.2767 | 3.7906 | 2.7263 | 0.40749 | 0 | 1.2427 | 1.0706 | 0 | 0.33904
2018-11-29 | 4 | 23 | Winter: Off-Peak |  | 36 | heating | 0.35894 | 0.94451 | 1.002 | 0.33971 | 3.2767 | 3.798 | 2.7263 | 0.40829 | 0 | 1.0298 | 1.0706 | 0 | 0.33971
2018-11-30 | 5 | 0 | Winter: Off-Peak |  | 36 | heating | 0.35894 | 0.97482 | 1.0078 | 0.35263 | 3.2767 | 3.9424 | 2.7263 | 0.42382 | 0 | 0.90669 | 1.1856 | 0 | 0.35263
2018-11-30 | 5 | 1 | Winter: Off-Peak |  | 34 | heating | 0.38033 | 1.0122 | 1.0078 | 0.38799 | 3.1618 | 4.1856 | 2.5824 | 0.47503 | 0 | 0.81803 | 1.1856 | 0 | 0.38799
2018-11-30 | 5 | 2 | Winter: Off-Peak |  | 34 | heating | 0.38033 | 1.051 | 1.0078 | 0.40283 | 3.1618 | 4.3457 | 2.5824 | 0.4932 | 0 | 0.74508 | 1.1856 | 0 | 0.40283
2018-11-30 | 5 | 3 | Winter: Off-Peak |  | 34 | heating | 0.38033 | 1.0924 | 1.0078 | 0.41871 | 3.1618 | 4.5171 | 2.5824 | 0.51265 | 0 | 0.69159 | 1.1856 | 0 | 0.41871
2018-11-30 | 5 | 4 | Winter: Off-Peak |  | 34 | heating | 0.38033 | 1.1348 | 1.0078 | 0.43498 | 3.1618 | 4.6925 | 2.5824 | 0.53256 | 0 | 0.64739 | 1.1856 | 0 | 0.43498
2018-11-30 | 5 | 5 | Winter: Off-Peak |  | 34 | heating | 0.38033 | 1.1636 | 1.0078 | 0.44599 | 3.1618 | 4.8113 | 2.5824 | 0.54604 | 0 | 0.7214 | 1.1856 | 0 | 0.44599
2018-11-30 | 5 | 6 | Winter: Off-Peak |  | 36 | heating | 0.35894 | 1.2084 | 1.0078 | 0.43712 | 3.2767 | 4.8871 | 2.7263 | 0.52537 | 0 | 0.87787 | 1.1856 | 0 | 0.43712
2018-11-30 | 5 | 7 | Winter: On-Peak |  | 37 | heating | 0.34824 | 1.1637 | 1.0078 | 0.40842 | 3.3551 | 4.6755 | 2.8034 | 0.4888 | 0 | 0.97331 | 1.1856 | 0 | 0.40842
2018-11-30 | 5 | 8 | Winter: On-Peak |  | 39 | heating | 0.32685 | 1.0942 | 1.0078 | 0.36043 | 3.4954 | 4.2985 | 2.9502 | 0.42703 | 0 | 0.9494 | 1.1856 | 0 | 0.36043
2018-11-30 | 5 | 9 | Winter: On-Peak |  | 39 | heating | 0.32685 | 1.0343 | 1.0078 | 0.3407 | 3.4954 | 4.0632 | 2.9502 | 0.40366 | 0 | 0.84085 | 1.1856 | 0 | 0.3407
2018-11-30 | 5 | 10 | Winter: On-Peak |  | 43 | heating | 0.28407 | 0.98112 | 1.0078 | 0.28088 | 3.737 | 3.5814 | 3.2279 | 0.32518 | 0 | 0.74504 | 1.1856 | 0 | 0.28088
2018-11-30 | 5 | 11 | Winter: On-Peak |  | 45 | heating | 0.26267 | 0.94956 | 1.0078 | 0.25137 | 3.8226 | 3.2785 | 3.3575 | 0.28619 | 0 | 0.72851 | 1.1856 | 0 | 0.25137
2018-11-30 | 5 | 12 | Winter: On-Peak |  | 45 | heating | 0.26267 | 0.91648 | 1.0078 | 0.24261 | 3.8226 | 3.1643 | 3.3575 | 0.27622 | 0 | 0.75911 | 1.1856 | 0 | 0.24261
2018-11-30 | 5 | 13 | Winter: On-Peak |  | 43 | heating | 0.28407 | 0.9004 | 1.0078 | 0.25777 | 3.737 | 3.2867 | 3.2279 | 0.29843 | 0 | 0.79116 | 1.1856 | 0 | 0.25777
2018-11-30 | 5 | 14 | Winter: On-Peak |  | 43 | heating | 0.28407 | 0.86033 | 1.0078 | 0.2463 | 3.737 | 3.1405 | 3.2279 | 0.28514 | 0 | 0.84356 | 1.1856 | 0 | 0.2463
2018-11-30 | 5 | 15 | Winter: On-Peak |  | 43 | heating | 0.28407 | 0.85755 | 1.0078 | 0.2455 | 3.737 | 3.1303 | 3.2279 | 0.28422 | 0 | 0.96593 | 1.1856 | 0 | 0.2455
2018-11-30 | 5 | 16 | Winter: On-Peak |  | 43 | heating | 0.28407 | 0.88345 | 1.0078 | 0.25292 | 3.737 | 3.2249 | 3.2279 | 0.29281 | 0 | 1.1649 | 1.1856 | 0 | 0.25292
2018-11-30 | 5 | 17 | Winter: On-Peak |  | 43 | heating | 0.28407 | 0.94026 | 1.0078 | 0.26918 | 3.737 | 3.4322 | 3.2279 | 0.31164 | 0 | 1.3522 | 1.1856 | 0 | 0.26918
2018-11-30 | 5 | 18 | Winter: On-Peak |  | 41 | heating | 0.30546 | 0.98182 | 1.0078 | 0.30225 | 3.629 | 3.7425 | 3.0928 | 0.35465 | 0 | 1.5599 | 1.1856 | 0 | 0.30225
2018-11-30 | 5 | 19 | Winter: On-Peak |  | 41 | heating | 0.30546 | 0.98419 | 1.0078 | 0.30297 | 3.629 | 3.7515 | 3.0928 | 0.35551 | 0 | 1.6764 | 1.1856 | 0 | 0.30297
2018-11-30 | 5 | 20 | Winter: On-Peak |  | 41 | heating | 0.30546 | 0.97072 | 1.0078 | 0.29883 | 3.629 | 3.7001 | 3.0928 | 0.35064 | 0 | 1.5244 | 1.1856 | 0 | 0.29883
2018-11-30 | 5 | 21 | Winter: On-Peak |  | 41 | heating | 0.30546 | 0.95751 | 1.0078 | 0.29476 | 3.629 | 3.6498 | 3.0928 | 0.34587 | 0 | 1.4449 | 1.1856 | 0 | 0.29476
2018-11-30 | 5 | 22 | Winter: On-Peak |  | 41 | heating | 0.30546 | 0.94265 | 1.0078 | 0.29019 | 3.629 | 3.5932 | 3.0928 | 0.3405 | 0 | 1.2427 | 1.1856 | 0 | 0.29019
2018-11-30 | 5 | 23 | Winter: Off-Peak |  | 41 | heating | 0.30546 | 0.94451 | 1.0078 | 0.29076 | 3.629 | 3.6002 | 3.0928 | 0.34117 | 0 | 1.0298 | 1.1856 | 0 | 0.29076
2018-12-01 | 6 | 0 | Winter: Off-Peak |  | 41 | heating | 0.30546 | 0.97482 | 0.98855 | 0.29435 | 3.629 | 3.6448 | 3.0928 | 0.34539 | 0 | 0.90669 | 1.0113 | 0 | 0.29435
2018-12-01 | 6 | 1 | Winter: Off-Peak |  | 43 | heating | 0.28407 | 1.0122 | 0.98855 | 0.28425 | 3.737 | 3.6244 | 3.2279 | 0.32908 | 0 | 0.81803 | 1.0113 | 0 | 0.28425
2018-12-01 | 6 | 2 | Winter: Off-Peak |  | 43 | heating | 0.28407 | 1.051 | 0.98855 | 0.29513 | 3.737 | 3.7631 | 3.2279 | 0.34167 | 0 | 0.74508 | 1.0113 | 0 | 0.29513
2018-12-01 | 6 | 3 | Winter: Off-Peak |  | 43 | heating | 0.28407 | 1.0924 | 0.98855 | 0.30676 | 3.737 | 3.9114 | 3.2279 | 0.35514 | 0 | 0.69159 | 1.0113 | 0 | 0.30676
2018-12-01 | 6 | 4 | Winter: Off-Peak |  | 45 | heating | 0.26267 | 1.1348 | 0.98855 | 0.29468 | 3.8226 | 3.8433 | 3.3575 | 0.33549 | 0 | 0.64739 | 1.0113 | 0 | 0.29468
2018-12-01 | 6 | 5 | Winter: Off-Peak |  | 45 | heating | 0.26267 | 1.1636 | 0.98855 | 0.30213 | 3.8226 | 3.9406 | 3.3575 | 0.34399 | 0 | 0.7214 | 1.0113 | 0 | 0.30213
2018-12-01 | 6 | 6 | Winter: Off-Peak |  | 45 | heating | 0.26267 | 1.2084 | 0.98855 | 0.31378 | 3.8226 | 4.0925 | 3.3575 | 0.35724 | 0 | 0.87787 | 1.0113 | 0 | 0.31378
2018-12-01 | 6 | 7 | Winter: Off-Peak |  | 45 | heating | 0.26267 | 1.1637 | 0.98855 | 0.30218 | 3.8226 | 3.9412 | 3.3575 | 0.34404 | 0 | 0.97331 | 1.0113 | 0 | 0.30218
2018-12-01 | 6 | 8 | Winter: Off-Peak |  | 45 | heating | 0.26267 | 1.0942 | 0.98855 | 0.28412 | 3.8226 | 3.7057 | 3.3575 | 0.32348 | 0 | 0.9494 | 1.0113 | 0 | 0.28412
2018-12-01 | 6 | 9 | Winter: Off-Peak |  | 46 | heating | 0.25198 | 1.0343 | 0.98855 | 0.25764 | 3.8708 | 3.4027 | 3.4229 | 0.29135 | 0 | 0.84085 | 1.0113 | 0 | 0.25764
2018-12-01 | 6 | 10 | Winter: Off-Peak |  | 46 | heating | 0.25198 | 0.98112 | 0.98855 | 0.24439 | 3.8708 | 3.2277 | 3.4229 | 0.27637 | 0 | 0.74504 | 1.0113 | 0 | 0.24439
2018-12-01 | 6 | 11 | Winter: Off-Peak |  | 50 | heating | 0.20919 | 0.94956 | 0.98855 | 0.19637 | 4.0352 | 2.7036 | 3.6783 | 0.21542 | 0 | 0.72851 | 1.0113 | 0 | 0.19637
2018-12-01 | 6 | 12 | Winter: Off-Peak |  | 52 | heating | 0.1878 | 0.91648 | 0.98855 | 0.17015 | 4.0951 | 2.3774 | 3.8021 | 0.18326 | 0 | 0.75911 | 1.0113 | 0 | 0.17015
2018-12-01 | 6 | 13 | Winter: Off-Peak |  | 52 | heating | 0.1878 | 0.9004 | 0.98855 | 0.16716 | 4.0951 | 2.3357 | 3.8021 | 0.18004 | 0 | 0.79116 | 1.0113 | 0 | 0.16716
2018-12-01 | 6 | 14 | Winter: Off-Peak |  | 52 | heating | 0.1878 | 0.86033 | 0.98855 | 0.15972 | 4.0951 | 2.2317 | 3.8021 | 0.17203 | 0 | 0.84356 | 1.0113 | 0 | 0.15972
2018-12-01 | 6 | 15 | Winter: Off-Peak |  | 50 | heating | 0.20919 | 0.85755 | 0.98855 | 0.17734 | 4.0352 | 2.4416 | 3.6783 | 0.19454 | 0 | 0.96593 | 1.0113 | 0 | 0.17734
2018-12-01 | 6 | 16 | Winter: Off-Peak |  | 50 | heating | 0.20919 | 0.88345 | 0.98855 | 0.1827 | 4.0352 | 2.5154 | 3.6783 | 0.20042 | 0 | 1.1649 | 1.0113 | 0 | 0.1827
2018-12-01 | 6 | 17 | Winter: Off-Peak |  | 52 | heating | 0.1878 | 0.94026 | 0.98855 | 0.17456 | 4.0951 | 2.439 | 3.8021 | 0.18801 | 0 | 1.3522 | 1.0113 | 0 | 0.17456
2018-12-01 | 6 | 18 | Winter: Off-Peak |  | 46 | heating | 0.25198 | 0.98182 | 0.98855 | 0.24456 | 3.8708 | 3.23 | 3.4229 | 0.27657 | 0 | 1.5599 | 1.0113 | 0 | 0.24456
2018-12-01 | 6 | 19 | Winter: Off-Peak |  | 39 | heating | 0.32685 | 0.98419 | 0.98855 | 0.318 | 3.4954 | 3.7925 | 2.9502 | 0.37676 | 0 | 1.6764 | 1.0113 | 0 | 0.318
2018-12-01 | 6 | 20 | Winter: Off-Peak |  | 37 | heating | 0.34824 | 0.97072 | 0.98855 | 0.33417 | 3.3551 | 3.8255 | 2.8034 | 0.39993 | 0 | 1.5244 | 1.0113 | 0 | 0.33417
2018-12-01 | 6 | 21 | Winter: Off-Peak |  | 37 | heating | 0.34824 | 0.95751 | 0.98855 | 0.32963 | 3.3551 | 3.7734 | 2.8034 | 0.39449 | 0 | 1.4449 | 1.0113 | 0 | 0.32963
2018-12-01 | 6 | 22 | Winter: Off-Peak |  | 36 | heating | 0.35894 | 0.94265 | 0.98855 | 0.33448 | 3.2767 | 3.7395 | 2.7263 | 0.402 | 0 | 1.2427 | 1.0113 | 0 | 0.33448
2018-12-01 | 6 | 23 | Winter: Off-Peak |  | 36 | heating | 0.35894 | 0.94451 | 0.98855 | 0.33514 | 3.2767 | 3.7469 | 2.7263 | 0.40279 | 0 | 1.0298 | 1.0113 | 0 | 0.33514
2018-12-02 | 7 | 0 | Winter: Off-Peak |  | 36 | heating | 0.35894 | 0.97482 | 0.93761 | 0.32807 | 3.2767 | 3.6678 | 2.7263 | 0.3943 | 0 | 0.90669 | 1.0096 | 0 | 0.32807
2018-12-02 | 7 | 1 | Winter: Off-Peak |  | 36 | heating | 0.35894 | 1.0122 | 0.93761 | 0.34066 | 3.2767 | 3.8087 | 2.7263 | 0.40943 | 0 | 0.81803 | 1.0096 | 0 | 0.34066
2018-12-02 | 7 | 2 | Winter: Off-Peak |  | 34 | heating | 0.38033 | 1.051 | 0.93761 | 0.37477 | 3.1618 | 4.0431 | 2.5824 | 0.45885 | 0 | 0.74508 | 1.0096 | 0 | 0.37477
2018-12-02 | 7 | 3 | Winter: Off-Peak |  | 36 | heating | 0.35894 | 1.0924 | 0.93761 | 0.36764 | 3.2767 | 4.1103 | 2.7263 | 0.44186 | 0 | 0.69159 | 1.0096 | 0 | 0.36764
2018-12-02 | 7 | 4 | Winter: Off-Peak |  | 34 | heating | 0.38033 | 1.1348 | 0.93761 | 0.40468 | 3.1618 | 4.3657 | 2.5824 | 0.49546 | 0 | 0.64739 | 1.0096 | 0 | 0.40468
2018-12-02 | 7 | 5 | Winter: Off-Peak |  | 34 | heating | 0.38033 | 1.1636 | 0.93761 | 0.41492 | 3.1618 | 4.4762 | 2.5824 | 0.508 | 0 | 0.7214 | 1.0096 | 0 | 0.41492
2018-12-02 | 7 | 6 | Winter: Off-Peak |  | 34 | heating | 0.38033 | 1.2084 | 0.93761 | 0.43091 | 3.1618 | 4.6487 | 2.5824 | 0.52758 | 0 | 0.87787 | 1.0096 | 0 | 0.43091
2018-12-02 | 7 | 7 | Winter: Off-Peak |  | 32 | heating | 0.40172 | 1.1637 | 0.93761 | 0.43833 | 3.1004 | 4.6368 | 2.4523 | 0.55417 | 0 | 0.97331 | 1.0096 | 0 | 0.43833
2018-12-02 | 7 | 8 | Winter: Off-Peak |  | 32 | heating | 0.40172 | 1.0942 | 0.93761 | 0.41213 | 3.1004 | 4.3597 | 2.4523 | 0.52105 | 0 | 0.9494 | 1.0096 | 0 | 0.41213
2018-12-02 | 7 | 9 | Winter: Off-Peak |  | 34 | heating | 0.38033 | 1.0343 | 0.93761 | 0.36883 | 3.1618 | 3.9789 | 2.5824 | 0.45157 | 0 | 0.84085 | 1.0096 | 0 | 0.36883
2018-12-02 | 7 | 10 | Winter: Off-Peak |  | 36 | heating | 0.35894 | 0.98112 | 0.93761 | 0.33019 | 3.2767 | 3.6916 | 2.7263 | 0.39685 | 0 | 0.74504 | 1.0096 | 0 | 0.33019
2018-12-02 | 7 | 11 | Winter: Off-Peak |  | 34 | heating | 0.38033 | 0.94956 | 0.93761 | 0.33861 | 3.1618 | 3.6529 | 2.5824 | 0.41457 | 0 | 0.72851 | 1.0096 | 0 | 0.33861
2018-12-02 | 7 | 12 | Winter: Off-Peak |  | 36 | heating | 0.35894 | 0.91648 | 0.93761 | 0.30843 | 3.2767 | 3.4484 | 2.7263 | 0.3707 | 0 | 0.75911 | 1.0096 | 0 | 0.30843
2018-12-02 | 7 | 13 | Winter: Off-Peak |  | 36 | heating | 0.35894 | 0.9004 | 0.93761 | 0.30302 | 3.2767 | 3.3878 | 2.7263 | 0.3642 | 0 | 0.79116 | 1.0096 | 0 | 0.30302
2018-12-02 | 7 | 14 | Winter: Off-Peak |  | 36 | heating | 0.35894 | 0.86033 | 0.93761 | 0.28954 | 3.2767 | 3.2371 | 2.7263 | 0.34799 | 0 | 0.84356 | 1.0096 | 0 | 0.28954
2018-12-02 | 7 | 15 | Winter: Off-Peak |  | 37 | heating | 0.34824 | 0.85755 | 0.93761 | 0.28 | 3.3551 | 3.2053 | 2.8034 | 0.3351 | 0 | 0.96593 | 1.0096 | 0 | 0.28
2018-12-02 | 7 | 16 | Winter: Off-Peak |  | 34 | heating | 0.38033 | 0.88345 | 0.93761 | 0.31504 | 3.1618 | 3.3986 | 2.5824 | 0.38571 | 0 | 1.1649 | 1.0096 | 0 | 0.31504
2018-12-02 | 7 | 17 | Winter: Off-Peak |  | 34 | heating | 0.38033 | 0.94026 | 0.93761 | 0.33529 | 3.1618 | 3.6171 | 2.5824 | 0.41051 | 0 | 1.3522 | 1.0096 | 0 | 0.33529
2018-12-02 | 7 | 18 | Winter: Off-Peak |  | 34 | heating | 0.38033 | 0.98182 | 0.93761 | 0.35012 | 3.1618 | 3.7771 | 2.5824 | 0.42866 | 0 | 1.5599 | 1.0096 | 0 | 0.35012
2018-12-02 | 7 | 19 | Winter: Off-Peak |  | 34 | heating | 0.38033 | 0.98419 | 0.93761 | 0.35096 | 3.1618 | 3.7861 | 2.5824 | 0.42969 | 0 | 1.6764 | 1.0096 | 0 | 0.35096
2018-12-02 | 7 | 20 | Winter: Off-Peak |  | 34 | heating | 0.38033 | 0.97072 | 0.93761 | 0.34616 | 3.1618 | 3.7343 | 2.5824 | 0.42381 | 0 | 1.5244 | 1.0096 | 0 | 0.34616
2018-12-02 | 7 | 21 | Winter: Off-Peak |  | 34 | heating | 0.38033 | 0.95751 | 0.93761 | 0.34145 | 3.1618 | 3.6835 | 2.5824 | 0.41805 | 0 | 1.4449 | 1.0096 | 0 | 0.34145
2018-12-02 | 7 | 22 | Winter: Off-Peak |  | 34 | heating | 0.38033 | 0.94265 | 0.93761 | 0.33615 | 3.1618 | 3.6264 | 2.5824 | 0.41156 | 0 | 1.2427 | 1.0096 | 0 | 0.33615
2018-12-02 | 7 | 23 | Winter: Off-Peak |  | 34 | heating | 0.38033 | 0.94451 | 0.93761 | 0.33681 | 3.1618 | 3.6335 | 2.5824 | 0.41237 | 0 | 1.0298 | 1.0096 | 0 | 0.33681
2018-12-03 | 1 | 0 | Winter: Off-Peak |  | 32 | heating | 0.40172 | 0.97482 | 1.0177 | 0.39854 | 3.1004 | 4.216 | 2.4523 | 0.50387 | 0 | 0.90669 | 0.9441 | 0 | 0.39854
2018-12-03 | 1 | 1 | Winter: Off-Peak |  | 32 | heating | 0.40172 | 1.0122 | 1.0177 | 0.41385 | 3.1004 | 4.3778 | 2.4523 | 0.52322 | 0 | 0.81803 | 0.9441 | 0 | 0.41385
2018-12-03 | 1 | 2 | Winter: Off-Peak |  | 32 | heating | 0.40172 | 1.051 | 1.0177 | 0.42968 | 3.1004 | 4.5453 | 2.4523 | 0.54323 | 0 | 0.74508 | 0.9441 | 0 | 0.42968
2018-12-03 | 1 | 3 | Winter: Off-Peak |  | 30 | heating | 0.42311 | 1.0924 | 1.0177 | 0.4704 | 3.0748 | 4.935 | 2.334 | 0.6197 | 0 | 0.69159 | 0.9441 | 0 | 0.4704
2018-12-03 | 1 | 4 | Winter: Off-Peak |  | 30 | heating | 0.42311 | 1.1348 | 1.0177 | 0.48867 | 3.0748 | 5.1267 | 2.334 | 0.64377 | 0 | 0.64739 | 0.9441 | 0 | 0.48867
2018-12-03 | 1 | 5 | Winter: Off-Peak |  | 30 | heating | 0.42311 | 1.1636 | 1.0177 | 0.50104 | 3.0748 | 5.2565 | 2.334 | 0.66006 | 0 | 0.7214 | 0.9441 | 0 | 0.50104
2018-12-03 | 1 | 6 | Winter: Off-Peak |  | 30 | heating | 0.42311 | 1.2084 | 1.0177 | 0.52035 | 3.0748 | 5.459 | 2.334 | 0.6855 | 0 | 0.87787 | 0.9441 | 0 | 0.52035
2018-12-03 | 1 | 7 | Winter: On-Peak |  | 30 | heating | 0.42311 | 1.1637 | 1.0177 | 0.50112 | 3.0748 | 5.2573 | 2.334 | 0.66017 | 0 | 0.97331 | 0.9441 | 0 | 0.50112
2018-12-03 | 1 | 8 | Winter: On-Peak |  | 30 | heating | 0.42311 | 1.0942 | 1.0177 | 0.47117 | 3.0748 | 4.9431 | 2.334 | 0.62072 | 0 | 0.9494 | 0.9441 | 0 | 0.47117
2018-12-03 | 1 | 9 | Winter: On-Peak |  | 30 | heating | 0.42311 | 1.0343 | 1.0177 | 0.44538 | 3.0748 | 4.6725 | 2.334 | 0.58674 | 0 | 0.84085 | 0.9441 | 0 | 0.44538
2018-12-03 | 1 | 10 | Winter: On-Peak |  | 32 | heating | 0.40172 | 0.98112 | 1.0177 | 0.40112 | 3.1004 | 4.2433 | 2.4523 | 0.50713 | 0 | 0.74504 | 0.9441 | 0 | 0.40112
2018-12-03 | 1 | 11 | Winter: On-Peak |  | 32 | heating | 0.40172 | 0.94956 | 1.0177 | 0.38822 | 3.1004 | 4.1068 | 2.4523 | 0.49082 | 0 | 0.72851 | 0.9441 | 0 | 0.38822
2018-12-03 | 1 | 12 | Winter: On-Peak |  | 34 | heating | 0.38033 | 0.91648 | 1.0177 | 0.35474 | 3.1618 | 3.827 | 2.5824 | 0.43432 | 0 | 0.75911 | 0.9441 | 0 | 0.35474
2018-12-03 | 1 | 13 | Winter: On-Peak |  | 34 | heating | 0.38033 | 0.9004 | 1.0177 | 0.34852 | 3.1618 | 3.7598 | 2.5824 | 0.4267 | 0 | 0.79116 | 0.9441 | 0 | 0.34852
2018-12-03 | 1 | 14 | Winter: On-Peak |  | 34 | heating | 0.38033 | 0.86033 | 1.0177 | 0.33301 | 3.1618 | 3.5925 | 2.5824 | 0.40771 | 0 | 0.84356 | 0.9441 | 0 | 0.33301
2018-12-03 | 1 | 15 | Winter: On-Peak |  | 34 | heating | 0.38033 | 0.85755 | 1.0177 | 0.33193 | 3.1618 | 3.5809 | 2.5824 | 0.40639 | 0 | 0.96593 | 0.9441 | 0 | 0.33193
2018-12-03 | 1 | 16 | Winter: On-Peak |  | 34 | heating | 0.38033 | 0.88345 | 1.0177 | 0.34196 | 3.1618 | 3.689 | 2.5824 | 0.41867 | 0 | 1.1649 | 0.9441 | 0 | 0.34196
2018-12-03 | 1 | 17 | Winter: On-Peak | Winter | 32 | heating | 0.40172 | 0.94026 | 1.0177 | 0.38442 | 3.1004 | 4.0665 | 2.4523 | 0.48601 | 0 | 1.3522 | 0.9441 | 0 | 0.38442
2018-12-03 | 1 | 18 | Winter: On-Peak | Winter | 32 | heating | 0.40172 | 0.98182 | 1.0177 | 0.40141 | 3.1004 | 4.2463 | 2.4523 | 0.50749 | 0 | 1.5599 | 0.9441 | 0 | 0.40141
2018-12-03 | 1 | 19 | Winter: On-Peak |  | 30 | heating | 0.42311 | 0.98419 | 1.0177 | 0.4238 | 3.0748 | 4.4462 | 2.334 | 0.55831 | 0 | 1.6764 | 0.9441 | 0 | 0.4238
2018-12-03 | 1 | 20 | Winter: On-Peak |  | 28 | heating | 0.4445 | 0.97072 | 1.0177 | 0.43914 | 3.0942 | 4.6361 | 2.2833 | 0.59509 | 0 | 1.5244 | 0.9441 | 0 | 0.43914
2018-12-03 | 1 | 21 | Winter: On-Peak |  | 30 | heating | 0.42311 | 0.95751 | 1.0177 | 0.41232 | 3.0748 | 4.3256 | 2.334 | 0.54318 | 0 | 1.4449 | 0.9441 | 0 | 0.41232
2018-12-03 | 1 | 22 | Winter: On-Peak |  | 30 | heating | 0.42311 | 0.94265 | 1.0177 | 0.40592 | 3.0748 | 4.2585 | 2.334 | 0.53475 | 0 | 1.2427 | 0.9441 | 0 | 0.40592
2018-12-03 | 1 | 23 | Winter: Off-Peak |  | 30 | heating | 0.42311 | 0.94451 | 1.0177 | 0.40672 | 3.0748 | 4.2669 | 2.334 | 0.5358 | 0 | 1.0298 | 0.9441 | 0 | 0.40672
2018-12-04 | 2 | 0 | Winter: Off-Peak |  | 28 | heating | 0.4445 | 0.97482 | 1.02 | 0.44196 | 3.0942 | 4.6659 | 2.2833 | 0.59892 | 0 | 0.90669 | 0.83669 | 0 | 0.44196
2018-12-04 | 2 | 1 | Winter: Off-Peak |  | 28 | heating | 0.4445 | 1.0122 | 1.02 | 0.45893 | 3.0942 | 4.8451 | 2.2833 | 0.62191 | 0 | 0.81803 | 0.83669 | 0 | 0.45893
2018-12-04 | 2 | 2 | Winter: Off-Peak |  | 28 | heating | 0.4445 | 1.051 | 1.02 | 0.47649 | 3.0942 | 5.0304 | 2.2833 | 0.64571 | 0 | 0.74508 | 0.83669 | 0 | 0.47649
2018-12-04 | 2 | 3 | Winter: Off-Peak |  | 28 | heating | 0.4445 | 1.0924 | 1.02 | 0.49527 | 3.0942 | 5.2287 | 2.2833 | 0.67116 | 0 | 0.69159 | 0.83669 | 0 | 0.49527
2018-12-04 | 2 | 4 | Winter: Off-Peak |  | 27 | heating | 0.4552 | 1.1348 | 1.02 | 0.52689 | 3.1144 | 5.5988 | 2.2875 | 0.71733 | 0 | 0.64739 | 0.83669 | 0 | 0.52689
2018-12-04 | 2 | 5 | Winter: Off-Peak |  | 27 | heating | 0.4552 | 1.1636 | 1.02 | 0.54022 | 3.1144 | 5.7405 | 2.2875 | 0.73549 | 0 | 0.7214 | 0.83669 | 0 | 0.54022
2018-12-04 | 2 | 6 | Winter: Off-Peak |  | 27 | heating | 0.4552 | 1.2084 | 1.02 | 0.56104 | 3.1144 | 5.9617 | 2.2875 | 0.76383 | 0 | 0.87787 | 0.83669 | 0 | 0.56104
2018-12-04 | 2 | 7 | Winter: On-Peak |  | 27 | heating | 0.4552 | 1.1637 | 1.02 | 0.54031 | 3.1144 | 5.7415 | 2.2875 | 0.73561 | 0 | 0.97331 | 0.83669 | 0 | 0.54031
2018-12-04 | 2 | 8 | Winter: On-Peak |  | 27 | heating | 0.4552 | 1.0942 | 1.02 | 0.50802 | 3.1144 | 5.3983 | 2.2875 | 0.69165 | 0 | 0.9494 | 0.83669 | 0 | 0.50802
2018-12-04 | 2 | 9 | Winter: On-Peak |  | 27 | heating | 0.4552 | 1.0343 | 1.02 | 0.48021 | 3.1144 | 5.1028 | 2.2875 | 0.65379 | 0 | 0.84085 | 0.83669 | 0 | 0.48021
2018-12-04 | 2 | 10 | Winter: On-Peak |  | 28 | heating | 0.4445 | 0.98112 | 1.02 | 0.44482 | 3.0942 | 4.6961 | 2.2833 | 0.60279 | 0 | 0.74504 | 0.83669 | 0 | 0.44482
2018-12-04 | 2 | 11 | Winter: On-Peak |  | 30 | heating | 0.42311 | 0.94956 | 1.02 | 0.40979 | 3.0748 | 4.2992 | 2.334 | 0.53985 | 0 | 0.72851 | 0.83669 | 0 | 0.40979
2018-12-04 | 2 | 12 | Winter: On-Peak |  | 30 | heating | 0.42311 | 0.91648 | 1.02 | 0.39552 | 3.0748 | 4.1494 | 2.334 | 0.52105 | 0 | 0.75911 | 0.83669 | 0 | 0.39552
2018-12-04 | 2 | 13 | Winter: On-Peak |  | 30 | heating | 0.42311 | 0.9004 | 1.02 | 0.38858 | 3.0748 | 4.0766 | 2.334 | 0.51191 | 0 | 0.79116 | 0.83669 | 0 | 0.38858
2018-12-04 | 2 | 14 | Winter: On-Peak |  | 30 | heating | 0.42311 | 0.86033 | 1.02 | 0.37128 | 3.0748 | 3.8952 | 2.334 | 0.48912 | 0 | 0.84356 | 0.83669 | 0 | 0.37128
2018-12-04 | 2 | 15 | Winter: On-Peak |  | 30 | heating | 0.42311 | 0.85755 | 1.02 | 0.37008 | 3.0748 | 3.8826 | 2.334 | 0.48754 | 0 | 0.96593 | 0.83669 | 0 | 0.37008
2018-12-04 | 2 | 16 | Winter: On-Peak |  | 28 | heating | 0.4445 | 0.88345 | 1.02 | 0.40054 | 3.0942 | 4.2286 | 2.2833 | 0.54278 | 0 | 1.1649 | 0.83669 | 0 | 0.40054
2018-12-04 | 2 | 17 | Winter: On-Peak | Winter | 30 | heating | 0.42311 | 0.94026 | 1.02 | 0.40578 | 3.0748 | 4.257 | 2.334 | 0.53456 | 0 | 1.3522 | 0.83669 | 0 | 0.40578
2018-12-04 | 2 | 18 | Winter: On-Peak | Winter | 28 | heating | 0.4445 | 0.98182 | 1.02 | 0.44514 | 3.0942 | 4.6995 | 2.2833 | 0.60322 | 0 | 1.5599 | 0.83669 | 0 | 0.44514
2018-12-04 | 2 | 19 | Winter: On-Peak |  | 27 | heating | 0.4552 | 0.98419 | 1.02 | 0.45695 | 3.1144 | 4.8556 | 2.2875 | 0.62211 | 0 | 1.6764 | 0.83669 | 0 | 0.45695
2018-12-04 | 2 | 20 | Winter: On-Peak |  | 27 | heating | 0.4552 | 0.97072 | 1.02 | 0.45069 | 3.1144 | 4.7892 | 2.2875 | 0.6136 | 0 | 1.5244 | 0.83669 | 0 | 0.45069
2018-12-04 | 2 | 21 | Winter: On-Peak |  | 27 | heating | 0.4552 | 0.95751 | 1.02 | 0.44456 | 3.1144 | 4.724 | 2.2875 | 0.60525 | 0 | 1.4449 | 0.83669 | 0 | 0.44456
2018-12-04 | 2 | 22 | Winter: On-Peak |  | 25 | heating | 0.47659 | 0.94265 | 1.02 | 0.45823 | 3.0939 | 4.8373 | 2.1844 | 0.64903 | 0 | 1.2427 | 0.83669 | 0 | 0.45823
2018-12-04 | 2 | 23 | Winter: Off-Peak |  | 25 | heating | 0.47659 | 0.94451 | 1.02 | 0.45913 | 3.0939 | 4.8468 | 2.1844 | 0.65031 | 0 | 1.0298 | 0.83669 | 0 | 0.45913
2018-12-05 | 3 | 0 | Winter: Off-Peak |  | 25 | heating | 0.47659 | 0.97482 | 1.0263 | 0.47681 | 3.0939 | 5.0334 | 2.1844 | 0.67535 | 0 | 0.90669 | 0.94211 | 0 | 0.47681
2018-12-05 | 3 | 1 | Winter: Off-Peak |  | 25 | heating | 0.47659 | 1.0122 | 1.0263 | 0.49512 | 3.0939 | 5.2267 | 2.1844 | 0.70128 | 0 | 0.81803 | 0.94211 | 0 | 0.49512
2018-12-05 | 3 | 2 | Winter: Off-Peak |  | 25 | heating | 0.47659 | 1.051 | 1.0263 | 0.51406 | 3.0939 | 5.4266 | 2.1844 | 0.72811 | 0 | 0.74508 | 0.94211 | 0 | 0.51406
2018-12-05 | 3 | 3 | Winter: Off-Peak |  | 25 | heating | 0.47659 | 1.0924 | 1.0263 | 0.53432 | 3.0939 | 5.6406 | 2.1844 | 0.75681 | 0 | 0.69159 | 0.94211 | 0 | 0.53432
2018-12-05 | 3 | 4 | Winter: Off-Peak |  | 25 | heating | 0.47659 | 1.1348 | 1.0263 | 0.55508 | 3.0939 | 5.8596 | 2.1844 | 0.7862 | 0 | 0.64739 | 0.94211 | 0 | 0.55508
2018-12-05 | 3 | 5 | Winter: Off-Peak |  | 25 | heating | 0.47659 | 1.1636 | 1.0263 | 0.56913 | 3.0939 | 6.008 | 2.1844 | 0.80611 | 0 | 0.7214 | 0.94211 | 0 | 0.56913
2018-12-05 | 3 | 6 | Winter: Off-Peak |  | 25 | heating | 0.47659 | 1.2084 | 1.0263 | 0.59106 | 3.0939 | 6.2395 | 2.1844 | 0.83717 | 0 | 0.87787 | 0.94211 | 0 | 0.59106
2018-12-05 | 3 | 7 | Winter: On-Peak |  | 25 | heating | 0.47659 | 1.1637 | 1.0263 | 0.56922 | 3.0939 | 6.0089 | 2.1844 | 0.80624 | 0 | 0.97331 | 0.94211 | 0 | 0.56922
2018-12-05 | 3 | 8 | Winter: On-Peak |  | 25 | heating | 0.47659 | 1.0942 | 1.0263 | 0.5352 | 3.0939 | 5.6498 | 2.1844 | 0.75805 | 0 | 0.9494 | 0.94211 | 0 | 0.5352
2018-12-05 | 3 | 9 | Winter: On-Peak |  | 25 | heating | 0.47659 | 1.0343 | 1.0263 | 0.5059 | 3.0939 | 5.3406 | 2.1844 | 0.71656 | 0 | 0.84085 | 0.94211 | 0 | 0.5059
2018-12-05 | 3 | 10 | Winter: On-Peak |  | 25 | heating | 0.47659 | 0.98112 | 1.0263 | 0.47989 | 3.0939 | 5.066 | 2.1844 | 0.67972 | 0 | 0.74504 | 0.94211 | 0 | 0.47989
2018-12-05 | 3 | 11 | Winter: On-Peak |  | 25 | heating | 0.47659 | 0.94956 | 1.0263 | 0.46446 | 3.0939 | 4.903 | 2.1844 | 0.65785 | 0 | 0.72851 | 0.94211 | 0 | 0.46446
2018-12-05 | 3 | 12 | Winter: On-Peak |  | 27 | heating | 0.4552 | 0.91648 | 1.0263 | 0.42816 | 3.1144 | 4.5497 | 2.2875 | 0.58292 | 0 | 0.75911 | 0.94211 | 0 | 0.42816
2018-12-05 | 3 | 13 | Winter: On-Peak |  | 27 | heating | 0.4552 | 0.9004 | 1.0263 | 0.42064 | 3.1144 | 4.4698 | 2.2875 | 0.57269 | 0 | 0.79116 | 0.94211 | 0 | 0.42064
2018-12-05 | 3 | 14 | Winter: On-Peak |  | 27 | heating | 0.4552 | 0.86033 | 1.0263 | 0.40192 | 3.1144 | 4.2709 | 2.2875 | 0.5472 | 0 | 0.84356 | 0.94211 | 0 | 0.40192
2018-12-05 | 3 | 15 | Winter: On-Peak |  | 27 | heating | 0.4552 | 0.85755 | 1.0263 | 0.40062 | 3.1144 | 4.2571 | 2.2875 | 0.54543 | 0 | 0.96593 | 0.94211 | 0 | 0.40062
2018-12-05 | 3 | 16 | Winter: On-Peak |  | 27 | heating | 0.4552 | 0.88345 | 1.0263 | 0.41272 | 3.1144 | 4.3857 | 2.2875 | 0.5619 | 0 | 1.1649 | 0.94211 | 0 | 0.41272
2018-12-05 | 3 | 17 | Winter: On-Peak | Winter | 27 | heating | 0.4552 | 0.94026 | 1.0263 | 0.43926 | 3.1144 | 4.6677 | 2.2875 | 0.59804 | 0 | 1.3522 | 0.94211 | 0 | 0.43926
2018-12-05 | 3 | 18 | Winter: On-Peak | Winter | 25 | heating | 0.47659 | 0.98182 | 1.0263 | 0.48024 | 3.0939 | 5.0696 | 2.1844 | 0.6802 | 0 | 1.5599 | 0.94211 | 0 | 0.48024
2018-12-05 | 3 | 19 | Winter: On-Peak |  | 25 | heating | 0.47659 | 0.98419 | 1.0263 | 0.48139 | 3.0939 | 5.0818 | 2.1844 | 0.68184 | 0 | 1.6764 | 0.94211 | 0 | 0.48139
2018-12-05 | 3 | 20 | Winter: On-Peak |  | 25 | heating | 0.47659 | 0.97072 | 1.0263 | 0.47481 | 3.0939 | 5.0123 | 2.1844 | 0.67251 | 0 | 1.5244 | 0.94211 | 0 | 0.47481
2018-12-05 | 3 | 21 | Winter: On-Peak |  | 25 | heating | 0.47659 | 0.95751 | 1.0263 | 0.46834 | 3.0939 | 4.9441 | 2.1844 | 0.66336 | 0 | 1.4449 | 0.94211 | 0 | 0.46834
2018-12-05 | 3 | 22 | Winter: On-Peak |  | 23 | heating | 0.49798 | 0.94265 | 1.0263 | 0.48177 | 3.0593 | 5.0289 | 2.0731 | 0.71094 | 0 | 1.2427 | 0.94211 | 0 | 0.48177
2018-12-05 | 3 | 23 | Winter: Off-Peak |  | 23 | heating | 0.49798 | 0.94451 | 1.0263 | 0.48272 | 3.0593 | 5.0388 | 2.0731 | 0.71234 | 0 | 1.0298 | 0.94211 | 0 | 0.48272
2018-12-06 | 4 | 0 | Winter: Off-Peak |  | 23 | heating | 0.49798 | 0.97482 | 1.002 | 0.48643 | 3.0593 | 5.0775 | 2.0731 | 0.71782 | 0 | 0.90669 | 1.0706 | 0 | 0.48643
2018-12-06 | 4 | 1 | Winter: Off-Peak |  | 23 | heating | 0.49798 | 1.0122 | 1.002 | 0.50511 | 3.0593 | 5.2725 | 2.0731 | 0.74538 | 0 | 0.81803 | 1.0706 | 0 | 0.50511
2018-12-06 | 4 | 2 | Winter: Off-Peak |  | 25 | heating | 0.47659 | 1.051 | 1.002 | 0.50191 | 3.0939 | 5.2984 | 2.1844 | 0.7109 | 0 | 0.74508 | 1.0706 | 0 | 0.50191
2018-12-06 | 4 | 3 | Winter: Off-Peak |  | 25 | heating | 0.47659 | 1.0924 | 1.002 | 0.52169 | 3.0939 | 5.5073 | 2.1844 | 0.73892 | 0 | 0.69159 | 1.0706 | 0 | 0.52169
2018-12-06 | 4 | 4 | Winter: Off-Peak |  | 23 | heating | 0.49798 | 1.1348 | 1.002 | 0.56628 | 3.0593 | 5.911 | 2.0731 | 0.83565 | 0 | 0.64739 | 1.0706 | 0 | 0.56628
2018-12-06 | 4 | 5 | Winter: Off-Peak |  | 23 | heating | 0.49798 | 1.1636 | 1.002 | 0.58062 | 3.0593 | 6.0606 | 2.0731 | 0.8568 | 0 | 0.7214 | 1.0706 | 0 | 0.58062
2018-12-06 | 4 | 6 | Winter: Off-Peak |  | 23 | heating | 0.49798 | 1.2084 | 1.002 | 0.60299 | 3.0593 | 6.2942 | 2.0731 | 0.88982 | 0 | 0.87787 | 1.0706 | 0 | 0.60299
2018-12-06 | 4 | 7 | Winter: On-Peak |  | 21 | heating | 0.51937 | 1.1637 | 1.002 | 0.60565 | 3.0223 | 6.2455 | 1.9597 | 0.93405 | 0 | 0.97331 | 1.0706 | 0 | 0.60565
2018-12-06 | 4 | 8 | Winter: On-Peak |  | 21 | heating | 0.51937 | 1.0942 | 1.002 | 0.56946 | 3.0223 | 5.8723 | 1.9597 | 0.87823 | 0 | 0.9494 | 1.0706 | 0 | 0.56946
2018-12-06 | 4 | 9 | Winter: On-Peak |  | 21 | heating | 0.51937 | 1.0343 | 1.002 | 0.53829 | 3.0223 | 5.5508 | 1.9597 | 0.83016 | 0 | 0.84085 | 1.0706 | 0 | 0.53829
2018-12-06 | 4 | 10 | Winter: On-Peak |  | 21 | heating | 0.51937 | 0.98112 | 1.002 | 0.51061 | 3.0223 | 5.2654 | 1.9597 | 0.78748 | 0 | 0.74504 | 1.0706 | 0 | 0.51061
2018-12-06 | 4 | 11 | Winter: On-Peak |  | 23 | heating | 0.49798 | 0.94956 | 1.002 | 0.47383 | 3.0593 | 4.946 | 2.0731 | 0.69922 | 0 | 0.72851 | 1.0706 | 0 | 0.47383
2018-12-06 | 4 | 12 | Winter: On-Peak |  | 25 | heating | 0.47659 | 0.91648 | 1.002 | 0.43768 | 3.0939 | 4.6204 | 2.1844 | 0.61993 | 0 | 0.75911 | 1.0706 | 0 | 0.43768
2018-12-06 | 4 | 13 | Winter: On-Peak |  | 25 | heating | 0.47659 | 0.9004 | 1.002 | 0.43 | 3.0939 | 4.5393 | 2.1844 | 0.60905 | 0 | 0.79116 | 1.0706 | 0 | 0.43
2018-12-06 | 4 | 14 | Winter: On-Peak |  | 25 | heating | 0.47659 | 0.86033 | 1.002 | 0.41086 | 3.0939 | 4.3373 | 2.1844 | 0.58194 | 0 | 0.84356 | 1.0706 | 0 | 0.41086
2018-12-06 | 4 | 15 | Winter: On-Peak |  | 23 | heating | 0.49798 | 0.85755 | 1.002 | 0.42792 | 3.0593 | 4.4667 | 2.0731 | 0.63147 | 0 | 0.96593 | 1.0706 | 0 | 0.42792
2018-12-06 | 4 | 16 | Winter: On-Peak |  | 21 | heating | 0.51937 | 0.88345 | 1.002 | 0.45978 | 3.0223 | 4.7413 | 1.9597 | 0.70908 | 0 | 1.1649 | 1.0706 | 0 | 0.45978
2018-12-06 | 4 | 17 | Winter: On-Peak | Winter | 21 | heating | 0.51937 | 0.94026 | 1.002 | 0.48934 | 3.0223 | 5.0461 | 1.9597 | 0.75468 | 0 | 1.3522 | 1.0706 | 0 | 0.48934
2018-12-06 | 4 | 18 | Winter: On-Peak | Winter | 21 | heating | 0.51937 | 0.98182 | 1.002 | 0.51098 | 3.0223 | 5.2692 | 1.9597 | 0.78804 | 0 | 1.5599 | 1.0706 | 0 | 0.51098
2018-12-06 | 4 | 19 | Winter: On-Peak |  | 21 | heating | 0.51937 | 0.98419 | 1.002 | 0.51221 | 3.0223 | 5.2819 | 1.9597 | 0.78994 | 0 | 1.6764 | 1.0706 | 0 | 0.51221
2018-12-06 | 4 | 20 | Winter: On-Peak |  | 21 | heating | 0.51937 | 0.97072 | 1.002 | 0.5052 | 3.0223 | 5.2096 | 1.9597 | 0.77913 | 0 | 1.5244 | 1.0706 | 0 | 0.5052
2018-12-06 | 4 | 21 | Winter: On-Peak |  | 21 | heating | 0.51937 | 0.95751 | 1.002 | 0.49832 | 3.0223 | 5.1387 | 1.9597 | 0.76853 | 0 | 1.4449 | 1.0706 | 0 | 0.49832
2018-12-06 | 4 | 22 | Winter: On-Peak |  | 21 | heating | 0.51937 | 0.94265 | 1.002 | 0.49059 | 3.0223 | 5.059 | 1.9597 | 0.7566 | 0 | 1.2427 | 1.0706 | 0 | 0.49059
2018-12-06 | 4 | 23 | Winter: Off-Peak |  | 21 | heating | 0.51937 | 0.94451 | 1.002 | 0.49156 | 3.0223 | 5.0689 | 1.9597 | 0.75809 | 0 | 1.0298 | 1.0706 | 0 | 0.49156
2018-12-07 | 5 | 0 | Winter: Off-Peak |  | 21 | heating | 0.51937 | 0.97482 | 1.0078 | 0.51024 | 3.0223 | 5.2617 | 1.9597 | 0.78691 | 0 | 0.90669 | 1.1856 | 0 | 0.51024
2018-12-07 | 5 | 1 | Winter: Off-Peak |  | 21 | heating | 0.51937 | 1.0122 | 1.0078 | 0.52984 | 3.0223 | 5.4637 | 1.9597 | 0.81712 | 0 | 0.81803 | 1.1856 | 0 | 0.52984
2018-12-07 | 5 | 2 | Winter: Off-Peak |  | 21 | heating | 0.51937 | 1.051 | 1.0078 | 0.55011 | 3.0223 | 5.6727 | 1.9597 | 0.84839 | 0 | 0.74508 | 1.1856 | 0 | 0.55011
2018-12-07 | 5 | 3 | Winter: Off-Peak |  | 21 | heating | 0.51937 | 1.0924 | 1.0078 | 0.57179 | 3.0223 | 5.8964 | 1.9597 | 0.88183 | 0 | 0.69159 | 1.1856 | 0 | 0.57179
2018-12-07 | 5 | 4 | Winter: Off-Peak |  | 21 | heating | 0.51937 | 1.1348 | 1.0078 | 0.594 | 3.0223 | 6.1253 | 1.9597 | 0.91608 | 0 | 0.64739 | 1.1856 | 0 | 0.594
2018-12-07 | 5 | 5 | Winter: Off-Peak |  | 21 | heating | 0.51937 | 1.1636 | 1.0078 | 0.60904 | 3.0223 | 6.2804 | 1.9597 | 0.93927 | 0 | 0.7214 | 1.1856 | 0 | 0.60904
2018-12-07 | 5 | 6 | Winter: Off-Peak |  | 21 | heating | 0.51937 | 1.2084 | 1.0078 | 0.63251 | 3.0223 | 6.5224 | 1.9597 | 0.97546 | 0 | 0.87787 | 1.1856 | 0 | 0.63251
2018-12-07 | 5 | 7 | Winter: On-Peak |  | 21 | heating | 0.51937 | 1.1637 | 1.0078 | 0.60913 | 3.0223 | 6.2814 | 1.9597 | 0.93942 | 0 | 0.97331 | 1.1856 | 0 | 0.60913
2018-12-07 | 5 | 8 | Winter: On-Peak |  | 21 | heating | 0.51937 | 1.0942 | 1.0078 | 0.57273 | 3.0223 | 5.906 | 1.9597 | 0.88328 | 0 | 0.9494 | 1.1856 | 0 | 0.57273
2018-12-07 | 5 | 9 | Winter: On-Peak |  | 23 | heating | 0.49798 | 1.0343 | 1.0078 | 0.51908 | 3.0593 | 5.4183 | 2.0731 | 0.766 | 0 | 0.84085 | 1.1856 | 0 | 0.51908
2018-12-07 | 5 | 10 | Winter: On-Peak |  | 25 | heating | 0.47659 | 0.98112 | 1.0078 | 0.47124 | 3.0939 | 4.9747 | 2.1844 | 0.66747 | 0 | 0.74504 | 1.1856 | 0 | 0.47124
2018-12-07 | 5 | 11 | Winter: On-Peak |  | 25 | heating | 0.47659 | 0.94956 | 1.0078 | 0.45608 | 3.0939 | 4.8146 | 2.1844 | 0.64599 | 0 | 0.72851 | 1.1856 | 0 | 0.45608
2018-12-07 | 5 | 12 | Winter: On-Peak |  | 25 | heating | 0.47659 | 0.91648 | 1.0078 | 0.4402 | 3.0939 | 4.6469 | 2.1844 | 0.62349 | 0 | 0.75911 | 1.1856 | 0 | 0.4402
2018-12-07 | 5 | 13 | Winter: On-Peak |  | 25 | heating | 0.47659 | 0.9004 | 1.0078 | 0.43247 | 3.0939 | 4.5654 | 2.1844 | 0.61255 | 0 | 0.79116 | 1.1856 | 0 | 0.43247
2018-12-07 | 5 | 14 | Winter: On-Peak |  | 25 | heating | 0.47659 | 0.86033 | 1.0078 | 0.41322 | 3.0939 | 4.3622 | 2.1844 | 0.58529 | 0 | 0.84356 | 1.1856 | 0 | 0.41322
2018-12-07 | 5 | 15 | Winter: On-Peak |  | 25 | heating | 0.47659 | 0.85755 | 1.0078 | 0.41189 | 3.0939 | 4.3481 | 2.1844 | 0.58339 | 0 | 0.96593 | 1.1856 | 0 | 0.41189
2018-12-07 | 5 | 16 | Winter: On-Peak |  | 23 | heating | 0.49798 | 0.88345 | 1.0078 | 0.44338 | 3.0593 | 4.6281 | 2.0731 | 0.65428 | 0 | 1.1649 | 1.1856 | 0 | 0.44338
2018-12-07 | 5 | 17 | Winter: On-Peak | Winter | 23 | heating | 0.49798 | 0.94026 | 1.0078 | 0.47189 | 3.0593 | 4.9257 | 2.0731 | 0.69635 | 0 | 1.3522 | 1.1856 | 0 | 0.47189
2018-12-07 | 5 | 18 | Winter: On-Peak | Winter | 23 | heating | 0.49798 | 0.98182 | 1.0078 | 0.49275 | 3.0593 | 5.1434 | 2.0731 | 0.72713 | 0 | 1.5599 | 1.1856 | 0 | 0.49275
2018-12-07 | 5 | 19 | Winter: On-Peak |  | 23 | heating | 0.49798 | 0.98419 | 1.0078 | 0.49393 | 3.0593 | 5.1558 | 2.0731 | 0.72888 | 0 | 1.6764 | 1.1856 | 0 | 0.49393
2018-12-07 | 5 | 20 | Winter: On-Peak |  | 23 | heating | 0.49798 | 0.97072 | 1.0078 | 0.48717 | 3.0593 | 5.0853 | 2.0731 | 0.71891 | 0 | 1.5244 | 1.1856 | 0 | 0.48717
2018-12-07 | 5 | 21 | Winter: On-Peak |  | 21 | heating | 0.51937 | 0.95751 | 1.0078 | 0.50119 | 3.0223 | 5.1683 | 1.9597 | 0.77294 | 0 | 1.4449 | 1.1856 | 0 | 0.50119
2018-12-07 | 5 | 22 | Winter: On-Peak |  | 21 | heating | 0.51937 | 0.94265 | 1.0078 | 0.49341 | 3.0223 | 5.0881 | 1.9597 | 0.76095 | 0 | 1.2427 | 1.1856 | 0 | 0.49341
2018-12-07 | 5 | 23 | Winter: Off-Peak |  | 21 | heating | 0.51937 | 0.94451 | 1.0078 | 0.49438 | 3.0223 | 5.0981 | 1.9597 | 0.76244 | 0 | 1.0298 | 1.1856 | 0 | 0.49438
2018-12-08 | 6 | 0 | Winter: Off-Peak |  | 21 | heating | 0.51937 | 0.97482 | 0.98855 | 0.5005 | 3.0223 | 5.1611 | 1.9597 | 0.77187 | 0 | 0.90669 | 1.0113 | 0 | 0.5005
2018-12-08 | 6 | 1 | Winter: Off-Peak |  | 19 | heating | 0.54077 | 1.0122 | 0.98855 | 0.54112 | 2.9438 | 5.4351 | 1.829 | 0.87095 | 0 | 0.81803 | 1.0113 | 0 | 0.54112
2018-12-08 | 6 | 2 | Winter: Off-Peak |  | 19 | heating | 0.54077 | 1.051 | 0.98855 | 0.56182 | 2.9438 | 5.643 | 1.829 | 0.90427 | 0 | 0.74508 | 1.0113 | 0 | 0.56182
2018-12-08 | 6 | 3 | Winter: Off-Peak |  | 19 | heating | 0.54077 | 1.0924 | 0.98855 | 0.58397 | 2.9438 | 5.8655 | 1.829 | 0.93992 | 0 | 0.69159 | 1.0113 | 0 | 0.58397
2018-12-08 | 6 | 4 | Winter: Off-Peak |  | 19 | heating | 0.54077 | 1.1348 | 0.98855 | 0.60665 | 2.9438 | 6.0933 | 1.829 | 0.97642 | 0 | 0.64739 | 1.0113 | 0 | 0.60665
2018-12-08 | 6 | 5 | Winter: Off-Peak |  | 19 | heating | 0.54077 | 1.1636 | 0.98855 | 0.62201 | 2.9438 | 6.2475 | 1.829 | 1.0011 | 0 | 0.7214 | 1.0113 | 0 | 0.62201
2018-12-08 | 6 | 6 | Winter: Off-Peak |  | 19 | heating | 0.54077 | 1.2084 | 0.98855 | 0.64597 | 2.9438 | 6.4883 | 1.829 | 1.0397 | 0 | 0.87787 | 1.0113 | 0 | 0.64597
2018-12-08 | 6 | 7 | Winter: Off-Peak |  | 18 | heating | 0.55146 | 1.1637 | 0.98855 | 0.63441 | 2.905 | 6.2882 | 1.7642 | 1.0447 | 0 | 0.97331 | 1.0113 | 0 | 0.63441
2018-12-08 | 6 | 8 | Winter: Off-Peak |  | 18 | heating | 0.55146 | 1.0942 | 0.98855 | 0.5965 | 2.905 | 5.9124 | 1.7642 | 0.98223 | 0 | 0.9494 | 1.0113 | 0 | 0.5965
2018-12-08 | 6 | 9 | Winter: Off-Peak |  | 18 | heating | 0.55146 | 1.0343 | 0.98855 | 0.56385 | 2.905 | 5.5888 | 1.7642 | 0.92847 | 0 | 0.84085 | 1.0113 | 0 | 0.56385
2018-12-08 | 6 | 10 | Winter: Off-Peak |  | 19 | heating | 0.54077 | 0.98112 | 0.98855 | 0.52448 | 2.9438 | 5.268 | 1.829 | 0.84417 | 0 | 0.74504 | 1.0113 | 0 | 0.52448
2018-12-08 | 6 | 11 | Winter: Off-Peak |  | 19 | heating | 0.54077 | 0.94956 | 0.98855 | 0.50761 | 2.9438 | 5.0985 | 1.829 | 0.81701 | 0 | 0.72851 | 1.0113 | 0 | 0.50761
2018-12-08 | 6 | 12 | Winter: Off-Peak |  | 21 | heating | 0.51937 | 0.91648 | 0.98855 | 0.47055 | 3.0223 | 4.8523 | 1.9597 | 0.72569 | 0 | 0.75911 | 1.0113 | 0 | 0.47055
2018-12-08 | 6 | 13 | Winter: Off-Peak |  | 21 | heating | 0.51937 | 0.9004 | 0.98855 | 0.46229 | 3.0223 | 4.7671 | 1.9597 | 0.71295 | 0 | 0.79116 | 1.0113 | 0 | 0.46229
2018-12-08 | 6 | 14 | Winter: Off-Peak |  | 23 | heating | 0.49798 | 0.86033 | 0.98855 | 0.42352 | 3.0593 | 4.4208 | 2.0731 | 0.62498 | 0 | 0.84356 | 1.0113 | 0 | 0.42352
2018-12-08 | 6 | 15 | Winter: Off-Peak |  | 23 | heating | 0.49798 | 0.85755 | 0.98855 | 0.42215 | 3.0593 | 4.4065 | 2.0731 | 0.62296 | 0 | 0.96593 | 1.0113 | 0 | 0.42215
2018-12-08 | 6 | 16 | Winter: Off-Peak |  | 21 | heating | 0.51937 | 0.88345 | 0.98855 | 0.45359 | 3.0223 | 4.6774 | 1.9597 | 0.69953 | 0 | 1.1649 | 1.0113 | 0 | 0.45359
2018-12-08 | 6 | 17 | Winter: Off-Peak |  | 21 | heating | 0.51937 | 0.94026 | 0.98855 | 0.48275 | 3.0223 | 4.9782 | 1.9597 | 0.74451 | 0 | 1.3522 | 1.0113 | 0 | 0.48275
2018-12-08 | 6 | 18 | Winter: Off-Peak |  | 21 | heating | 0.51937 | 0.98182 | 0.98855 | 0.50409 | 3.0223 | 5.1982 | 1.9597 | 0.77742 | 0 | 1.5599 | 1.0113 | 0 | 0.50409
2018-12-08 | 6 | 19 | Winter: Off-Peak |  | 19 | heating | 0.54077 | 0.98419 | 0.98855 | 0.52612 | 2.9438 | 5.2844 | 1.829 | 0.84681 | 0 | 1.6764 | 1.0113 | 0 | 0.52612
2018-12-08 | 6 | 20 | Winter: Off-Peak |  | 19 | heating | 0.54077 | 0.97072 | 0.98855 | 0.51892 | 2.9438 | 5.2121 | 1.829 | 0.83522 | 0 | 1.5244 | 1.0113 | 0 | 0.51892
2018-12-08 | 6 | 21 | Winter: Off-Peak |  | 18 | heating | 0.55146 | 0.95751 | 0.98855 | 0.52198 | 2.905 | 5.1738 | 1.7642 | 0.85953 | 0 | 1.4449 | 1.0113 | 0 | 0.52198
2018-12-08 | 6 | 22 | Winter: Off-Peak |  | 18 | heating | 0.55146 | 0.94265 | 0.98855 | 0.51388 | 2.905 | 5.0935 | 1.7642 | 0.8462 | 0 | 1.2427 | 1.0113 | 0 | 0.51388
2018-12-08 | 6 | 23 | Winter: Off-Peak |  | 18 | heating | 0.55146 | 0.94451 | 0.98855 | 0.51489 | 2.905 | 5.1036 | 1.7642 | 0.84786 | 0 | 1.0298 | 1.0113 | 0 | 0.51489
2018-12-09 | 7 | 0 | Winter: Off-Peak |  | 16 | heating | 0.57285 | 0.97482 | 0.93761 | 0.52359 | 2.8179 | 5.0342 | 1.6318 | 0.9042 | 0 | 0.90669 | 1.0096 | 0 | 0.52359
2018-12-09 | 7 | 1 | Winter: Off-Peak |  | 14 | heating | 0.59425 | 1.0122 | 0.93761 | 0.56399 | 2.7335 | 5.2602 | 1.5011 | 1.027 | 0 | 0.81803 | 1.0096 | 0 | 0.56399
2018-12-09 | 7 | 2 | Winter: Off-Peak |  | 14 | heating | 0.59425 | 1.051 | 0.93761 | 0.58557 | 2.7335 | 5.4615 | 1.5011 | 1.0663 | 0 | 0.74508 | 1.0096 | 0 | 0.58557
2018-12-09 | 7 | 3 | Winter: Off-Peak |  | 16 | heating | 0.57285 | 1.0924 | 0.93761 | 0.58674 | 2.8179 | 5.6414 | 1.6318 | 1.0133 | 0 | 0.69159 | 1.0096 | 0 | 0.58674
2018-12-09 | 7 | 4 | Winter: Off-Peak |  | 16 | heating | 0.57285 | 1.1348 | 0.93761 | 0.60953 | 2.8179 | 5.8605 | 1.6318 | 1.0526 | 0 | 0.64739 | 1.0096 | 0 | 0.60953
2018-12-09 | 7 | 5 | Winter: Off-Peak |  | 16 | heating | 0.57285 | 1.1636 | 0.93761 | 0.62496 | 2.8179 | 6.0088 | 1.6318 | 1.0793 | 0 | 0.7214 | 1.0096 | 0 | 0.62496
2018-12-09 | 7 | 6 | Winter: Off-Peak |  | 16 | heating | 0.57285 | 1.2084 | 0.93761 | 0.64904 | 2.8179 | 6.2404 | 1.6318 | 1.1209 | 0 | 0.87787 | 1.0096 | 0 | 0.64904
2018-12-09 | 7 | 7 | Winter: Off-Peak |  | 14 | heating | 0.59425 | 1.1637 | 0.93761 | 0.6484 | 2.7335 | 6.0475 | 1.5011 | 1.1808 | 0 | 0.97331 | 1.0096 | 0 | 0.6484
2018-12-09 | 7 | 8 | Winter: Off-Peak |  | 14 | heating | 0.59425 | 1.0942 | 0.93761 | 0.60965 | 2.7335 | 5.6861 | 1.5011 | 1.1102 | 0 | 0.9494 | 1.0096 | 0 | 0.60965
2018-12-09 | 7 | 9 | Winter: Off-Peak |  | 14 | heating | 0.59425 | 1.0343 | 0.93761 | 0.57628 | 2.7335 | 5.3748 | 1.5011 | 1.0494 | 0 | 0.84085 | 1.0096 | 0 | 0.57628
2018-12-09 | 7 | 10 | Winter: Off-Peak |  | 16 | heating | 0.57285 | 0.98112 | 0.93761 | 0.52697 | 2.8179 | 5.0667 | 1.6318 | 0.91005 | 0 | 0.74504 | 1.0096 | 0 | 0.52697
2018-12-09 | 7 | 11 | Winter: Off-Peak |  | 16 | heating | 0.57285 | 0.94956 | 0.93761 | 0.51002 | 2.8179 | 4.9037 | 1.6318 | 0.88077 | 0 | 0.72851 | 1.0096 | 0 | 0.51002
2018-12-09 | 7 | 12 | Winter: Off-Peak |  | 18 | heating | 0.55146 | 0.91648 | 0.93761 | 0.47387 | 2.905 | 4.697 | 1.7642 | 0.78031 | 0 | 0.75911 | 1.0096 | 0 | 0.47387
2018-12-09 | 7 | 13 | Winter: Off-Peak |  | 18 | heating | 0.55146 | 0.9004 | 0.93761 | 0.46556 | 2.905 | 4.6145 | 1.7642 | 0.76662 | 0 | 0.79116 | 1.0096 | 0 | 0.46556
2018-12-09 | 7 | 14 | Winter: Off-Peak |  | 19 | heating | 0.54077 | 0.86033 | 0.93761 | 0.43621 | 2.9438 | 4.3814 | 1.829 | 0.70209 | 0 | 0.84356 | 1.0096 | 0 | 0.43621
2018-12-09 | 7 | 15 | Winter: Off-Peak |  | 19 | heating | 0.54077 | 0.85755 | 0.93761 | 0.4348 | 2.9438 | 4.3672 | 1.829 | 0.69982 | 0 | 0.96593 | 1.0096 | 0 | 0.4348
2018-12-09 | 7 | 16 | Winter: Off-Peak |  | 18 | heating | 0.55146 | 0.88345 | 0.93761 | 0.45679 | 2.905 | 4.5277 | 1.7642 | 0.75218 | 0 | 1.1649 | 1.0096 | 0 | 0.45679
2018-12-09 | 7 | 17 | Winter: Off-Peak |  | 16 | heating | 0.57285 | 0.94026 | 0.93761 | 0.50502 | 2.8179 | 4.8557 | 1.6318 | 0.87214 | 0 | 1.3522 | 1.0096 | 0 | 0.50502
2018-12-09 | 7 | 18 | Winter: Off-Peak |  | 14 | heating | 0.59425 | 0.98182 | 0.93761 | 0.54704 | 2.7335 | 5.1021 | 1.5011 | 0.99618 | 0 | 1.5599 | 1.0096 | 0 | 0.54704
2018-12-09 | 7 | 19 | Winter: Off-Peak |  | 14 | heating | 0.59425 | 0.98419 | 0.93761 | 0.54836 | 2.7335 | 5.1144 | 1.5011 | 0.99858 | 0 | 1.6764 | 1.0096 | 0 | 0.54836
2018-12-09 | 7 | 20 | Winter: Off-Peak |  | 12 | heating | 0.61564 | 0.97072 | 0.93761 | 0.56033 | 2.6647 | 5.0944 | 1.376 | 1.0851 | 0 | 1.5244 | 1.0096 | 0 | 0.56033
2018-12-09 | 7 | 21 | Winter: Off-Peak |  | 10 | heating | 0.63703 | 0.95751 | 0.93761 | 0.57191 | 2.5948 | 5.0634 | 1.2546 | 1.1828 | 0 | 1.4449 | 1.0096 | 0 | 0.57191
2018-12-09 | 7 | 22 | Winter: Off-Peak |  | 7 | heating | 0.66912 | 0.94265 | 0.93761 | 0.59139 | 2.48 | 5.0043 | 1.1216 | 1.3076 | 0 | 1.2427 | 1.0096 | 0 | 0.59139
2018-12-09 | 7 | 23 | Winter: Off-Peak |  | 5 | heating | 0.69051 | 0.94451 | 0.93761 | 0.6115 | 2.3844 | 4.9748 | 1.0472 | 1.3923 | 0 | 1.0298 | 1.0096 | 0 | 0.6115
2018-12-10 | 1 | 0 | Winter: Off-Peak |  | 3 | heating | 0.7119 | 0.97482 | 1.0177 | 0.70627 | 2.2496 | 5.4211 | #N/A | 0 | 0 | 0.90669 | 0.9441 | 0 | 0.70627
2018-12-10 | 1 | 1 | Winter: Off-Peak |  | 3 | heating | 0.7119 | 1.0122 | 1.0177 | 0.73339 | 2.2496 | 5.6293 | #N/A | 0 | 0 | 0.81803 | 0.9441 | 0 | 0.73339
2018-12-10 | 1 | 2 | Winter: Off-Peak |  | 3 | heating | 0.7119 | 1.051 | 1.0177 | 0.76145 | 2.2496 | 5.8447 | #N/A | 0 | 0 | 0.74508 | 0.9441 | 0 | 0.76145
2018-12-10 | 1 | 3 | Winter: Off-Peak |  | 1 | heating | 0.73329 | 1.0924 | 1.0177 | 0.81525 | 2.2891 | 6.3673 | #N/A | 0 | 0 | 0.69159 | 0.9441 | 0 | 0.81525
2018-12-10 | 1 | 4 | Winter: Off-Peak |  | 1 | heating | 0.73329 | 1.1348 | 1.0177 | 0.84691 | 2.2891 | 6.6146 | #N/A | 0 | 0 | 0.64739 | 0.9441 | 0 | 0.84691
2018-12-10 | 1 | 5 | Winter: Off-Peak |  | 1 | heating | 0.73329 | 1.1636 | 1.0177 | 0.86835 | 2.2891 | 6.782 | #N/A | 0 | 0 | 0.7214 | 0.9441 | 0 | 0.86835
2018-12-10 | 1 | 6 | Winter: Off-Peak |  | 1 | heating | 0.73329 | 1.2084 | 1.0177 | 0.90181 | 2.2891 | 7.0434 | #N/A | 0 | 0 | 0.87787 | 0.9441 | 0 | 0.90181
2018-12-10 | 1 | 7 | Winter: On-Peak |  | 1 | heating | 0.73329 | 1.1637 | 1.0177 | 0.86849 | 2.2891 | 6.7831 | #N/A | 0 | 0 | 0.97331 | 0.9441 | 0 | 0.86849
2018-12-10 | 1 | 8 | Winter: On-Peak |  | 3 | heating | 0.7119 | 1.0942 | 1.0177 | 0.79277 | 2.2496 | 6.085 | #N/A | 0 | 0 | 0.9494 | 0.9441 | 0 | 0.79277
2018-12-10 | 1 | 9 | Winter: On-Peak |  | 7 | heating | 0.66912 | 1.0343 | 1.0177 | 0.70434 | 2.48 | 5.96 | 1.1216 | 1.5574 | 0 | 0.84085 | 0.9441 | 0 | 0.70434
2018-12-10 | 1 | 10 | Winter: On-Peak |  | 10 | heating | 0.63703 | 0.98112 | 1.0177 | 0.63608 | 2.5948 | 5.6316 | 1.2546 | 1.3155 | 0 | 0.74504 | 0.9441 | 0 | 0.63608
2018-12-10 | 1 | 11 | Winter: On-Peak |  | 14 | heating | 0.59425 | 0.94956 | 1.0177 | 0.57428 | 2.7335 | 5.3561 | 1.5011 | 1.0458 | 0 | 0.72851 | 0.9441 | 0 | 0.57428
2018-12-10 | 1 | 12 | Winter: On-Peak |  | 18 | heating | 0.55146 | 0.91648 | 1.0177 | 0.51437 | 2.905 | 5.0983 | 1.7642 | 0.84699 | 0 | 0.75911 | 0.9441 | 0 | 0.51437
2018-12-10 | 1 | 13 | Winter: On-Peak |  | 19 | heating | 0.54077 | 0.9004 | 1.0177 | 0.49554 | 2.9438 | 4.9773 | 1.829 | 0.79758 | 0 | 0.79116 | 0.9441 | 0 | 0.49554
2018-12-10 | 1 | 14 | Winter: On-Peak |  | 21 | heating | 0.51937 | 0.86033 | 1.0177 | 0.45475 | 3.0223 | 4.6894 | 1.9597 | 0.70133 | 0 | 0.84356 | 0.9441 | 0 | 0.45475
2018-12-10 | 1 | 15 | Winter: On-Peak |  | 21 | heating | 0.51937 | 0.85755 | 1.0177 | 0.45328 | 3.0223 | 4.6743 | 1.9597 | 0.69906 | 0 | 0.96593 | 0.9441 | 0 | 0.45328
2018-12-10 | 1 | 16 | Winter: On-Peak |  | 19 | heating | 0.54077 | 0.88345 | 1.0177 | 0.48621 | 2.9438 | 4.8836 | 1.829 | 0.78257 | 0 | 1.1649 | 0.9441 | 0 | 0.48621
2018-12-10 | 1 | 17 | Winter: On-Peak | Winter | 19 | heating | 0.54077 | 0.94026 | 1.0177 | 0.51747 | 2.9438 | 5.1976 | 1.829 | 0.83289 | 0 | 1.3522 | 0.9441 | 0 | 0.51747
2018-12-10 | 1 | 18 | Winter: On-Peak | Winter | 19 | heating | 0.54077 | 0.98182 | 1.0177 | 0.54035 | 2.9438 | 5.4274 | 1.829 | 0.86971 | 0 | 1.5599 | 0.9441 | 0 | 0.54035
2018-12-10 | 1 | 19 | Winter: On-Peak |  | 19 | heating | 0.54077 | 0.98419 | 1.0177 | 0.54165 | 2.9438 | 5.4404 | 1.829 | 0.8718 | 0 | 1.6764 | 0.9441 | 0 | 0.54165
2018-12-10 | 1 | 20 | Winter: On-Peak |  | 19 | heating | 0.54077 | 0.97072 | 1.0177 | 0.53424 | 2.9438 | 5.366 | 1.829 | 0.85987 | 0 | 1.5244 | 0.9441 | 0 | 0.53424
2018-12-10 | 1 | 21 | Winter: On-Peak |  | 19 | heating | 0.54077 | 0.95751 | 1.0177 | 0.52697 | 2.9438 | 5.293 | 1.829 | 0.84817 | 0 | 1.4449 | 0.9441 | 0 | 0.52697
2018-12-10 | 1 | 22 | Winter: On-Peak |  | 19 | heating | 0.54077 | 0.94265 | 1.0177 | 0.51879 | 2.9438 | 5.2108 | 1.829 | 0.83501 | 0 | 1.2427 | 0.9441 | 0 | 0.51879
2018-12-10 | 1 | 23 | Winter: Off-Peak |  | 21 | heating | 0.51937 | 0.94451 | 1.0177 | 0.49925 | 3.0223 | 5.1483 | 1.9597 | 0.76995 | 0 | 1.0298 | 0.9441 | 0 | 0.49925
2018-12-11 | 2 | 0 | Winter: Off-Peak |  | 25 | heating | 0.47659 | 0.97482 | 1.02 | 0.47386 | 3.0939 | 5.0023 | 2.1844 | 0.67118 | 0 | 0.90669 | 0.83669 | 0 | 0.47386
2018-12-11 | 2 | 1 | Winter: Off-Peak |  | 25 | heating | 0.47659 | 1.0122 | 1.02 | 0.49206 | 3.0939 | 5.1944 | 2.1844 | 0.69695 | 0 | 0.81803 | 0.83669 | 0 | 0.49206
2018-12-11 | 2 | 2 | Winter: Off-Peak |  | 25 | heating | 0.47659 | 1.051 | 1.02 | 0.51088 | 3.0939 | 5.3931 | 2.1844 | 0.72361 | 0 | 0.74508 | 0.83669 | 0 | 0.51088
2018-12-11 | 2 | 3 | Winter: Off-Peak |  | 25 | heating | 0.47659 | 1.0924 | 1.02 | 0.53102 | 3.0939 | 5.6058 | 2.1844 | 0.75214 | 0 | 0.69159 | 0.83669 | 0 | 0.53102
2018-12-11 | 2 | 4 | Winter: Off-Peak |  | 25 | heating | 0.47659 | 1.1348 | 1.02 | 0.55165 | 3.0939 | 5.8235 | 2.1844 | 0.78135 | 0 | 0.64739 | 0.83669 | 0 | 0.55165
2018-12-11 | 2 | 5 | Winter: Off-Peak |  | 27 | heating | 0.4552 | 1.1636 | 1.02 | 0.54022 | 3.1144 | 5.7405 | 2.2875 | 0.73549 | 0 | 0.7214 | 0.83669 | 0 | 0.54022
2018-12-11 | 2 | 6 | Winter: Off-Peak |  | 27 | heating | 0.4552 | 1.2084 | 1.02 | 0.56104 | 3.1144 | 5.9617 | 2.2875 | 0.76383 | 0 | 0.87787 | 0.83669 | 0 | 0.56104
2018-12-11 | 2 | 7 | Winter: On-Peak |  | 27 | heating | 0.4552 | 1.1637 | 1.02 | 0.54031 | 3.1144 | 5.7415 | 2.2875 | 0.73561 | 0 | 0.97331 | 0.83669 | 0 | 0.54031
2018-12-11 | 2 | 8 | Winter: On-Peak |  | 27 | heating | 0.4552 | 1.0942 | 1.02 | 0.50802 | 3.1144 | 5.3983 | 2.2875 | 0.69165 | 0 | 0.9494 | 0.83669 | 0 | 0.50802
2018-12-11 | 2 | 9 | Winter: On-Peak |  | 32 | heating | 0.40172 | 1.0343 | 1.02 | 0.4238 | 3.1004 | 4.4831 | 2.4523 | 0.53579 | 0 | 0.84085 | 0.83669 | 0 | 0.4238
2018-12-11 | 2 | 10 | Winter: On-Peak |  | 34 | heating | 0.38033 | 0.98112 | 1.02 | 0.3806 | 3.1618 | 4.1059 | 2.5824 | 0.46598 | 0 | 0.74504 | 0.83669 | 0 | 0.3806
2018-12-11 | 2 | 11 | Winter: On-Peak |  | 36 | heating | 0.35894 | 0.94956 | 1.02 | 0.34764 | 3.2767 | 3.8866 | 2.7263 | 0.41782 | 0 | 0.72851 | 0.83669 | 0 | 0.34764
2018-12-11 | 2 | 12 | Winter: On-Peak |  | 36 | heating | 0.35894 | 0.91648 | 1.02 | 0.33553 | 3.2767 | 3.7513 | 2.7263 | 0.40326 | 0 | 0.75911 | 0.83669 | 0 | 0.33553
2018-12-11 | 2 | 13 | Winter: On-Peak |  | 36 | heating | 0.35894 | 0.9004 | 1.02 | 0.32964 | 3.2767 | 3.6854 | 2.7263 | 0.39619 | 0 | 0.79116 | 0.83669 | 0 | 0.32964
2018-12-11 | 2 | 14 | Winter: On-Peak |  | 36 | heating | 0.35894 | 0.86033 | 1.02 | 0.31497 | 3.2767 | 3.5214 | 2.7263 | 0.37855 | 0 | 0.84356 | 0.83669 | 0 | 0.31497
2018-12-11 | 2 | 15 | Winter: On-Peak |  | 36 | heating | 0.35894 | 0.85755 | 1.02 | 0.31395 | 3.2767 | 3.51 | 2.7263 | 0.37733 | 0 | 0.96593 | 0.83669 | 0 | 0.31395
2018-12-11 | 2 | 16 | Winter: On-Peak |  | 36 | heating | 0.35894 | 0.88345 | 1.02 | 0.32343 | 3.2767 | 3.616 | 2.7263 | 0.38873 | 0 | 1.1649 | 0.83669 | 0 | 0.32343
2018-12-11 | 2 | 17 | Winter: On-Peak | Winter | 36 | heating | 0.35894 | 0.94026 | 1.02 | 0.34423 | 3.2767 | 3.8486 | 2.7263 | 0.41372 | 0 | 1.3522 | 0.83669 | 0 | 0.34423
2018-12-11 | 2 | 18 | Winter: On-Peak | Winter | 34 | heating | 0.38033 | 0.98182 | 1.02 | 0.38087 | 3.1618 | 4.1088 | 2.5824 | 0.46631 | 0 | 1.5599 | 0.83669 | 0 | 0.38087
2018-12-11 | 2 | 19 | Winter: On-Peak |  | 32 | heating | 0.40172 | 0.98419 | 1.02 | 0.40326 | 3.1004 | 4.2659 | 2.4523 | 0.50983 | 0 | 1.6764 | 0.83669 | 0 | 0.40326
2018-12-11 | 2 | 20 | Winter: On-Peak |  | 32 | heating | 0.40172 | 0.97072 | 1.02 | 0.39774 | 3.1004 | 4.2075 | 2.4523 | 0.50286 | 0 | 1.5244 | 0.83669 | 0 | 0.39774
2018-12-11 | 2 | 21 | Winter: On-Peak |  | 30 | heating | 0.42311 | 0.95751 | 1.02 | 0.41322 | 3.0748 | 4.3352 | 2.334 | 0.54437 | 0 | 1.4449 | 0.83669 | 0 | 0.41322
2018-12-11 | 2 | 22 | Winter: On-Peak |  | 28 | heating | 0.4445 | 0.94265 | 1.02 | 0.42738 | 3.0942 | 4.512 | 2.2833 | 0.57916 | 0 | 1.2427 | 0.83669 | 0 | 0.42738
2018-12-11 | 2 | 23 | Winter: Off-Peak |  | 30 | heating | 0.42311 | 0.94451 | 1.02 | 0.40761 | 3.0748 | 4.2763 | 2.334 | 0.53698 | 0 | 1.0298 | 0.83669 | 0 | 0.40761
2018-12-12 | 3 | 0 | Winter: Off-Peak |  | 30 | heating | 0.42311 | 0.97482 | 1.0263 | 0.4233 | 3.0748 | 4.4409 | 2.334 | 0.55766 | 0 | 0.90669 | 0.94211 | 0 | 0.4233
2018-12-12 | 3 | 1 | Winter: Off-Peak |  | 34 | heating | 0.38033 | 1.0122 | 1.0263 | 0.39511 | 3.1618 | 4.2624 | 2.5824 | 0.48375 | 0 | 0.81803 | 0.94211 | 0 | 0.39511
2018-12-12 | 3 | 2 | Winter: Off-Peak |  | 34 | heating | 0.38033 | 1.051 | 1.0263 | 0.41023 | 3.1618 | 4.4255 | 2.5824 | 0.50226 | 0 | 0.74508 | 0.94211 | 0 | 0.41023
2018-12-12 | 3 | 3 | Winter: Off-Peak |  | 34 | heating | 0.38033 | 1.0924 | 1.0263 | 0.4264 | 3.1618 | 4.6 | 2.5824 | 0.52206 | 0 | 0.69159 | 0.94211 | 0 | 0.4264
2018-12-12 | 3 | 4 | Winter: Off-Peak |  | 34 | heating | 0.38033 | 1.1348 | 1.0263 | 0.44296 | 3.1618 | 4.7786 | 2.5824 | 0.54233 | 0 | 0.64739 | 0.94211 | 0 | 0.44296
2018-12-12 | 3 | 5 | Winter: Off-Peak |  | 34 | heating | 0.38033 | 1.1636 | 1.0263 | 0.45417 | 3.1618 | 4.8996 | 2.5824 | 0.55606 | 0 | 0.7214 | 0.94211 | 0 | 0.45417
2018-12-12 | 3 | 6 | Winter: Off-Peak |  | 34 | heating | 0.38033 | 1.2084 | 1.0263 | 0.47167 | 3.1618 | 5.0884 | 2.5824 | 0.57749 | 0 | 0.87787 | 0.94211 | 0 | 0.47167
2018-12-12 | 3 | 7 | Winter: On-Peak |  | 34 | heating | 0.38033 | 1.1637 | 1.0263 | 0.45425 | 3.1618 | 4.9004 | 2.5824 | 0.55615 | 0 | 0.97331 | 0.94211 | 0 | 0.45425
2018-12-12 | 3 | 8 | Winter: On-Peak |  | 34 | heating | 0.38033 | 1.0942 | 1.0263 | 0.4271 | 3.1618 | 4.6075 | 2.5824 | 0.52291 | 0 | 0.9494 | 0.94211 | 0 | 0.4271
2018-12-12 | 3 | 9 | Winter: On-Peak |  | 34 | heating | 0.38033 | 1.0343 | 1.0263 | 0.40372 | 3.1618 | 4.3553 | 2.5824 | 0.49429 | 0 | 0.84085 | 0.94211 | 0 | 0.40372
2018-12-12 | 3 | 10 | Winter: On-Peak |  | 36 | heating | 0.35894 | 0.98112 | 1.0263 | 0.36142 | 3.2767 | 4.0408 | 2.7263 | 0.43439 | 0 | 0.74504 | 0.94211 | 0 | 0.36142
2018-12-12 | 3 | 11 | Winter: On-Peak |  | 36 | heating | 0.35894 | 0.94956 | 1.0263 | 0.3498 | 3.2767 | 3.9108 | 2.7263 | 0.42041 | 0 | 0.72851 | 0.94211 | 0 | 0.3498
2018-12-12 | 3 | 12 | Winter: On-Peak |  | 37 | heating | 0.34824 | 0.91648 | 1.0263 | 0.32755 | 3.3551 | 3.7497 | 2.8034 | 0.39201 | 0 | 0.75911 | 0.94211 | 0 | 0.32755
2018-12-12 | 3 | 13 | Winter: On-Peak |  | 37 | heating | 0.34824 | 0.9004 | 1.0263 | 0.3218 | 3.3551 | 3.6839 | 2.8034 | 0.38513 | 0 | 0.79116 | 0.94211 | 0 | 0.3218
2018-12-12 | 3 | 14 | Winter: On-Peak |  | 39 | heating | 0.32685 | 0.86033 | 1.0263 | 0.28859 | 3.4954 | 3.4418 | 2.9502 | 0.34193 | 0 | 0.84356 | 0.94211 | 0 | 0.28859
2018-12-12 | 3 | 15 | Winter: On-Peak |  | 43 | heating | 0.28407 | 0.85755 | 1.0263 | 0.25001 | 3.737 | 3.1878 | 3.2279 | 0.28944 | 0 | 0.96593 | 0.94211 | 0 | 0.25001
2018-12-12 | 3 | 16 | Winter: On-Peak |  | 43 | heating | 0.28407 | 0.88345 | 1.0263 | 0.25756 | 3.737 | 3.2841 | 3.2279 | 0.29818 | 0 | 1.1649 | 0.94211 | 0 | 0.25756
2018-12-12 | 3 | 17 | Winter: On-Peak | Winter | 45 | heating | 0.26267 | 0.94026 | 1.0263 | 0.25348 | 3.8226 | 3.306 | 3.3575 | 0.28859 | 0 | 1.3522 | 0.94211 | 0 | 0.25348
2018-12-12 | 3 | 18 | Winter: On-Peak | Winter | 46 | heating | 0.25198 | 0.98182 | 1.0263 | 0.25391 | 3.8708 | 3.3534 | 3.4229 | 0.28713 | 0 | 1.5599 | 0.94211 | 0 | 0.25391
2018-12-12 | 3 | 19 | Winter: On-Peak |  | 48 | heating | 0.23059 | 0.98419 | 1.0263 | 0.23291 | 3.9631 | 3.1494 | 3.5525 | 0.25983 | 0 | 1.6764 | 0.94211 | 0 | 0.23291
2018-12-12 | 3 | 20 | Winter: On-Peak |  | 50 | heating | 0.20919 | 0.97072 | 1.0263 | 0.20841 | 4.0352 | 2.8694 | 3.6783 | 0.22863 | 0 | 1.5244 | 0.94211 | 0 | 0.20841
2018-12-12 | 3 | 21 | Winter: On-Peak |  | 50 | heating | 0.20919 | 0.95751 | 1.0263 | 0.20557 | 4.0352 | 2.8304 | 3.6783 | 0.22552 | 0 | 1.4449 | 0.94211 | 0 | 0.20557
2018-12-12 | 3 | 22 | Winter: On-Peak |  | 50 | heating | 0.20919 | 0.94265 | 1.0263 | 0.20238 | 4.0352 | 2.7864 | 3.6783 | 0.22202 | 0 | 1.2427 | 0.94211 | 0 | 0.20238
2018-12-12 | 3 | 23 | Winter: Off-Peak |  | 50 | heating | 0.20919 | 0.94451 | 1.0263 | 0.20278 | 4.0352 | 2.7919 | 3.6783 | 0.22246 | 0 | 1.0298 | 0.94211 | 0 | 0.20278
2018-12-13 | 4 | 0 | Winter: Off-Peak |  | 48 | heating | 0.23059 | 0.97482 | 1.002 | 0.22524 | 3.9631 | 3.0457 | 3.5525 | 0.25127 | 0 | 0.90669 | 1.0706 | 0 | 0.22524
2018-12-13 | 4 | 1 | Winter: Off-Peak |  | 48 | heating | 0.23059 | 1.0122 | 1.002 | 0.23389 | 3.9631 | 3.1626 | 3.5525 | 0.26092 | 0 | 0.81803 | 1.0706 | 0 | 0.23389
2018-12-13 | 4 | 2 | Winter: Off-Peak |  | 48 | heating | 0.23059 | 1.051 | 1.002 | 0.24283 | 3.9631 | 3.2836 | 3.5525 | 0.2709 | 0 | 0.74508 | 1.0706 | 0 | 0.24283
2018-12-13 | 4 | 3 | Winter: Off-Peak |  | 46 | heating | 0.25198 | 1.0924 | 1.002 | 0.27582 | 3.8708 | 3.6429 | 3.4229 | 0.31192 | 0 | 0.69159 | 1.0706 | 0 | 0.27582
2018-12-13 | 4 | 4 | Winter: Off-Peak |  | 46 | heating | 0.25198 | 1.1348 | 1.002 | 0.28654 | 3.8708 | 3.7844 | 3.4229 | 0.32404 | 0 | 0.64739 | 1.0706 | 0 | 0.28654
2018-12-13 | 4 | 5 | Winter: Off-Peak |  | 45 | heating | 0.26267 | 1.1636 | 1.002 | 0.30626 | 3.8226 | 3.9944 | 3.3575 | 0.34868 | 0 | 0.7214 | 1.0706 | 0 | 0.30626
2018-12-13 | 4 | 6 | Winter: Off-Peak |  | 45 | heating | 0.26267 | 1.2084 | 1.002 | 0.31806 | 3.8226 | 4.1483 | 3.3575 | 0.36212 | 0 | 0.87787 | 1.0706 | 0 | 0.31806
2018-12-13 | 4 | 7 | Winter: On-Peak |  | 43 | heating | 0.28407 | 1.1637 | 1.002 | 0.33126 | 3.737 | 4.2237 | 3.2279 | 0.3835 | 0 | 0.97331 | 1.0706 | 0 | 0.33126
2018-12-13 | 4 | 8 | Winter: On-Peak |  | 43 | heating | 0.28407 | 1.0942 | 1.002 | 0.31146 | 3.737 | 3.9713 | 3.2279 | 0.36058 | 0 | 0.9494 | 1.0706 | 0 | 0.31146
2018-12-13 | 4 | 9 | Winter: On-Peak |  | 43 | heating | 0.28407 | 1.0343 | 1.002 | 0.29441 | 3.737 | 3.7539 | 3.2279 | 0.34085 | 0 | 0.84085 | 1.0706 | 0 | 0.29441
2018-12-13 | 4 | 10 | Winter: On-Peak |  | 43 | heating | 0.28407 | 0.98112 | 1.002 | 0.27927 | 3.737 | 3.5609 | 3.2279 | 0.32332 | 0 | 0.74504 | 1.0706 | 0 | 0.27927
2018-12-13 | 4 | 11 | Winter: On-Peak |  | 39 | heating | 0.32685 | 0.94956 | 1.002 | 0.311 | 3.4954 | 3.709 | 2.9502 | 0.36847 | 0 | 0.72851 | 1.0706 | 0 | 0.311
2018-12-13 | 4 | 12 | Winter: On-Peak |  | 39 | heating | 0.32685 | 0.91648 | 1.002 | 0.30016 | 3.4954 | 3.5798 | 2.9502 | 0.35564 | 0 | 0.75911 | 1.0706 | 0 | 0.30016
2018-12-13 | 4 | 13 | Winter: On-Peak |  | 37 | heating | 0.34824 | 0.9004 | 1.002 | 0.3142 | 3.3551 | 3.5968 | 2.8034 | 0.37603 | 0 | 0.79116 | 1.0706 | 0 | 0.3142
2018-12-13 | 4 | 14 | Winter: On-Peak |  | 36 | heating | 0.35894 | 0.86033 | 1.002 | 0.30944 | 3.2767 | 3.4595 | 2.7263 | 0.3719 | 0 | 0.84356 | 1.0706 | 0 | 0.30944
2018-12-13 | 4 | 15 | Winter: On-Peak |  | 34 | heating | 0.38033 | 0.85755 | 1.002 | 0.32682 | 3.1618 | 3.5257 | 2.5824 | 0.40013 | 0 | 0.96593 | 1.0706 | 0 | 0.32682
2018-12-13 | 4 | 16 | Winter: On-Peak |  | 34 | heating | 0.38033 | 0.88345 | 1.002 | 0.33669 | 3.1618 | 3.6322 | 2.5824 | 0.41222 | 0 | 1.1649 | 1.0706 | 0 | 0.33669
2018-12-13 | 4 | 17 | Winter: On-Peak | Winter | 32 | heating | 0.40172 | 0.94026 | 1.002 | 0.37849 | 3.1004 | 4.0039 | 2.4523 | 0.47852 | 0 | 1.3522 | 1.0706 | 0 | 0.37849
2018-12-13 | 4 | 18 | Winter: On-Peak | Winter | 30 | heating | 0.42311 | 0.98182 | 1.002 | 0.41627 | 3.0748 | 4.3671 | 2.334 | 0.54839 | 0 | 1.5599 | 1.0706 | 0 | 0.41627
2018-12-13 | 4 | 19 | Winter: On-Peak |  | 28 | heating | 0.4445 | 0.98419 | 1.002 | 0.43837 | 3.0942 | 4.628 | 2.2833 | 0.59405 | 0 | 1.6764 | 1.0706 | 0 | 0.43837
2018-12-13 | 4 | 20 | Winter: On-Peak |  | 27 | heating | 0.4552 | 0.97072 | 1.002 | 0.44277 | 3.1144 | 4.705 | 2.2875 | 0.60282 | 0 | 1.5244 | 1.0706 | 0 | 0.44277
2018-12-13 | 4 | 21 | Winter: On-Peak |  | 25 | heating | 0.47659 | 0.95751 | 1.002 | 0.45727 | 3.0939 | 4.8272 | 2.1844 | 0.64768 | 0 | 1.4449 | 1.0706 | 0 | 0.45727
2018-12-13 | 4 | 22 | Winter: On-Peak |  | 23 | heating | 0.49798 | 0.94265 | 1.002 | 0.47039 | 3.0593 | 4.91 | 2.0731 | 0.69414 | 0 | 1.2427 | 1.0706 | 0 | 0.47039
2018-12-13 | 4 | 23 | Winter: Off-Peak |  | 21 | heating | 0.51937 | 0.94451 | 1.002 | 0.49156 | 3.0223 | 5.0689 | 1.9597 | 0.75809 | 0 | 1.0298 | 1.0706 | 0 | 0.49156
2018-12-14 | 5 | 0 | Winter: Off-Peak |  | 21 | heating | 0.51937 | 0.97482 | 1.0078 | 0.51024 | 3.0223 | 5.2617 | 1.9597 | 0.78691 | 0 | 0.90669 | 1.1856 | 0 | 0.51024
2018-12-14 | 5 | 1 | Winter: Off-Peak |  | 19 | heating | 0.54077 | 1.0122 | 1.0078 | 0.55166 | 2.9438 | 5.541 | 1.829 | 0.88791 | 0 | 0.81803 | 1.1856 | 0 | 0.55166
2018-12-14 | 5 | 2 | Winter: Off-Peak |  | 18 | heating | 0.55146 | 1.051 | 1.0078 | 0.58409 | 2.905 | 5.7895 | 1.7642 | 0.96181 | 0 | 0.74508 | 1.1856 | 0 | 0.58409
2018-12-14 | 5 | 3 | Winter: Off-Peak |  | 16 | heating | 0.57285 | 1.0924 | 1.0078 | 0.63067 | 2.8179 | 6.0638 | 1.6318 | 1.0891 | 0 | 0.69159 | 1.1856 | 0 | 0.63067
2018-12-14 | 5 | 4 | Winter: Off-Peak |  | 16 | heating | 0.57285 | 1.1348 | 1.0078 | 0.65516 | 2.8179 | 6.2993 | 1.6318 | 1.1314 | 0 | 0.64739 | 1.1856 | 0 | 0.65516
2018-12-14 | 5 | 5 | Winter: Off-Peak |  | 14 | heating | 0.59425 | 1.1636 | 1.0078 | 0.69683 | 2.7335 | 6.4992 | 1.5011 | 1.269 | 0 | 0.7214 | 1.1856 | 0 | 0.69683
2018-12-14 | 5 | 6 | Winter: Off-Peak |  | 14 | heating | 0.59425 | 1.2084 | 1.0078 | 0.72368 | 2.7335 | 6.7497 | 1.5011 | 1.3178 | 0 | 0.87787 | 1.1856 | 0 | 0.72368
2018-12-14 | 5 | 7 | Winter: On-Peak |  | 12 | heating | 0.61564 | 1.1637 | 1.0078 | 0.72203 | 2.6647 | 6.5646 | 1.376 | 1.3982 | 0 | 0.97331 | 1.1856 | 0 | 0.72203
2018-12-14 | 5 | 8 | Winter: On-Peak |  | 12 | heating | 0.61564 | 1.0942 | 1.0078 | 0.67888 | 2.6647 | 6.1723 | 1.376 | 1.3146 | 0 | 0.9494 | 1.1856 | 0 | 0.67888
2018-12-14 | 5 | 9 | Winter: On-Peak |  | 12 | heating | 0.61564 | 1.0343 | 1.0078 | 0.64172 | 2.6647 | 5.8344 | 1.376 | 1.2427 | 0 | 0.84085 | 1.1856 | 0 | 0.64172
2018-12-14 | 5 | 10 | Winter: On-Peak |  | 12 | heating | 0.61564 | 0.98112 | 1.0078 | 0.60873 | 2.6647 | 5.5344 | 1.376 | 1.1788 | 0 | 0.74504 | 1.1856 | 0 | 0.60873
2018-12-14 | 5 | 11 | Winter: On-Peak |  | 16 | heating | 0.57285 | 0.94956 | 1.0078 | 0.5482 | 2.8179 | 5.2709 | 1.6318 | 0.94671 | 0 | 0.72851 | 1.1856 | 0 | 0.5482
2018-12-14 | 5 | 12 | Winter: On-Peak |  | 16 | heating | 0.57285 | 0.91648 | 1.0078 | 0.52911 | 2.8179 | 5.0873 | 1.6318 | 0.91373 | 0 | 0.75911 | 1.1856 | 0 | 0.52911
2018-12-14 | 5 | 13 | Winter: On-Peak |  | 16 | heating | 0.57285 | 0.9004 | 1.0078 | 0.51982 | 2.8179 | 4.998 | 1.6318 | 0.8977 | 0 | 0.79116 | 1.1856 | 0 | 0.51982
2018-12-14 | 5 | 14 | Winter: On-Peak |  | 16 | heating | 0.57285 | 0.86033 | 1.0078 | 0.49669 | 2.8179 | 4.7755 | 1.6318 | 0.85775 | 0 | 0.84356 | 1.1856 | 0 | 0.49669
2018-12-14 | 5 | 15 | Winter: On-Peak |  | 16 | heating | 0.57285 | 0.85755 | 1.0078 | 0.49508 | 2.8179 | 4.7601 | 1.6318 | 0.85497 | 0 | 0.96593 | 1.1856 | 0 | 0.49508
2018-12-14 | 5 | 16 | Winter: On-Peak |  | 16 | heating | 0.57285 | 0.88345 | 1.0078 | 0.51004 | 2.8179 | 4.9039 | 1.6318 | 0.8808 | 0 | 1.1649 | 1.1856 | 0 | 0.51004
2018-12-14 | 5 | 17 | Winter: On-Peak | Winter | 14 | heating | 0.59425 | 0.94026 | 1.0078 | 0.5631 | 2.7335 | 5.252 | 1.5011 | 1.0254 | 0 | 1.3522 | 1.1856 | 0 | 0.5631
2018-12-14 | 5 | 18 | Winter: On-Peak | Winter | 14 | heating | 0.59425 | 0.98182 | 1.0078 | 0.588 | 2.7335 | 5.4841 | 1.5011 | 1.0708 | 0 | 1.5599 | 1.1856 | 0 | 0.588
2018-12-14 | 5 | 19 | Winter: On-Peak |  | 14 | heating | 0.59425 | 0.98419 | 1.0078 | 0.58941 | 2.7335 | 5.4973 | 1.5011 | 1.0733 | 0 | 1.6764 | 1.1856 | 0 | 0.58941
2018-12-14 | 5 | 20 | Winter: On-Peak |  | 12 | heating | 0.61564 | 0.97072 | 1.0078 | 0.60227 | 2.6647 | 5.4758 | 1.376 | 1.1663 | 0 | 1.5244 | 1.1856 | 0 | 0.60227
2018-12-14 | 5 | 21 | Winter: On-Peak |  | 12 | heating | 0.61564 | 0.95751 | 1.0078 | 0.59408 | 2.6647 | 5.4013 | 1.376 | 1.1504 | 0 | 1.4449 | 1.1856 | 0 | 0.59408
2018-12-14 | 5 | 22 | Winter: On-Peak |  | 10 | heating | 0.63703 | 0.94265 | 1.0078 | 0.60518 | 2.5948 | 5.358 | 1.2546 | 1.2516 | 0 | 1.2427 | 1.1856 | 0 | 0.60518
2018-12-14 | 5 | 23 | Winter: Off-Peak |  | 9 | heating | 0.64773 | 0.94451 | 1.0078 | 0.61655 | 2.5577 | 5.3807 | 1.1953 | 1.3194 | 0 | 1.0298 | 1.1856 | 0 | 0.61655
2018-12-15 | 6 | 0 | Winter: Off-Peak |  | 9 | heating | 0.64773 | 0.97482 | 0.98855 | 0.62418 | 2.5577 | 5.4472 | 1.1953 | 1.3357 | 0 | 0.90669 | 1.0113 | 0 | 0.62418
2018-12-15 | 6 | 1 | Winter: Off-Peak |  | 7 | heating | 0.66912 | 1.0122 | 0.98855 | 0.66955 | 2.48 | 5.6656 | 1.1216 | 1.4805 | 0 | 0.81803 | 1.0113 | 0 | 0.66955
2018-12-15 | 6 | 2 | Winter: Off-Peak |  | 7 | heating | 0.66912 | 1.051 | 0.98855 | 0.69517 | 2.48 | 5.8824 | 1.1216 | 1.5371 | 0 | 0.74508 | 1.0113 | 0 | 0.69517
2018-12-15 | 6 | 3 | Winter: Off-Peak |  | 7 | heating | 0.66912 | 1.0924 | 0.98855 | 0.72257 | 2.48 | 6.1143 | 1.1216 | 1.5977 | 0 | 0.69159 | 1.0113 | 0 | 0.72257
2018-12-15 | 6 | 4 | Winter: Off-Peak |  | 7 | heating | 0.66912 | 1.1348 | 0.98855 | 0.75064 | 2.48 | 6.3518 | 1.1216 | 1.6598 | 0 | 0.64739 | 1.0113 | 0 | 0.75064
2018-12-15 | 6 | 5 | Winter: Off-Peak |  | 7 | heating | 0.66912 | 1.1636 | 0.98855 | 0.76964 | 2.48 | 6.5126 | 1.1216 | 1.7018 | 0 | 0.7214 | 1.0113 | 0 | 0.76964
2018-12-15 | 6 | 6 | Winter: Off-Peak |  | 9 | heating | 0.64773 | 1.2084 | 0.98855 | 0.77374 | 2.5577 | 6.7524 | 1.1953 | 1.6557 | 0 | 0.87787 | 1.0113 | 0 | 0.77374
2018-12-15 | 6 | 7 | Winter: Off-Peak |  | 10 | heating | 0.63703 | 1.1637 | 0.98855 | 0.73285 | 2.5948 | 6.4883 | 1.2546 | 1.5156 | 0 | 0.97331 | 1.0113 | 0 | 0.73285
2018-12-15 | 6 | 8 | Winter: Off-Peak |  | 10 | heating | 0.63703 | 1.0942 | 0.98855 | 0.68905 | 2.5948 | 6.1005 | 1.2546 | 1.4251 | 0 | 0.9494 | 1.0113 | 0 | 0.68905
2018-12-15 | 6 | 9 | Winter: Off-Peak |  | 10 | heating | 0.63703 | 1.0343 | 0.98855 | 0.65133 | 2.5948 | 5.7666 | 1.2546 | 1.3471 | 0 | 0.84085 | 1.0113 | 0 | 0.65133
2018-12-15 | 6 | 10 | Winter: Off-Peak |  | 10 | heating | 0.63703 | 0.98112 | 0.98855 | 0.61785 | 2.5948 | 5.4701 | 1.2546 | 1.2778 | 0 | 0.74504 | 1.0113 | 0 | 0.61785
2018-12-15 | 6 | 11 | Winter: Off-Peak |  | 12 | heating | 0.61564 | 0.94956 | 0.98855 | 0.57789 | 2.6647 | 5.2541 | 1.376 | 1.1191 | 0 | 0.72851 | 1.0113 | 0 | 0.57789
2018-12-15 | 6 | 12 | Winter: Off-Peak |  | 16 | heating | 0.57285 | 0.91648 | 0.98855 | 0.519 | 2.8179 | 4.9901 | 1.6318 | 0.89627 | 0 | 0.75911 | 1.0113 | 0 | 0.519
2018-12-15 | 6 | 13 | Winter: Off-Peak |  | 16 | heating | 0.57285 | 0.9004 | 0.98855 | 0.50989 | 2.8179 | 4.9025 | 1.6318 | 0.88055 | 0 | 0.79116 | 1.0113 | 0 | 0.50989
2018-12-15 | 6 | 14 | Winter: Off-Peak |  | 16 | heating | 0.57285 | 0.86033 | 0.98855 | 0.4872 | 2.8179 | 4.6843 | 1.6318 | 0.84136 | 0 | 0.84356 | 1.0113 | 0 | 0.4872
2018-12-15 | 6 | 15 | Winter: Off-Peak |  | 16 | heating | 0.57285 | 0.85755 | 0.98855 | 0.48562 | 2.8179 | 4.6691 | 1.6318 | 0.83864 | 0 | 0.96593 | 1.0113 | 0 | 0.48562
2018-12-15 | 6 | 16 | Winter: Off-Peak |  | 16 | heating | 0.57285 | 0.88345 | 0.98855 | 0.50029 | 2.8179 | 4.8102 | 1.6318 | 0.86397 | 0 | 1.1649 | 1.0113 | 0 | 0.50029
2018-12-15 | 6 | 17 | Winter: Off-Peak |  | 16 | heating | 0.57285 | 0.94026 | 0.98855 | 0.53246 | 2.8179 | 5.1195 | 1.6318 | 0.91952 | 0 | 1.3522 | 1.0113 | 0 | 0.53246
2018-12-15 | 6 | 18 | Winter: Off-Peak |  | 16 | heating | 0.57285 | 0.98182 | 0.98855 | 0.556 | 2.8179 | 5.3458 | 1.6318 | 0.96017 | 0 | 1.5599 | 1.0113 | 0 | 0.556
2018-12-15 | 6 | 19 | Winter: Off-Peak |  | 14 | heating | 0.59425 | 0.98419 | 0.98855 | 0.57815 | 2.7335 | 5.3923 | 1.5011 | 1.0528 | 0 | 1.6764 | 1.0113 | 0 | 0.57815
2018-12-15 | 6 | 20 | Winter: Off-Peak |  | 12 | heating | 0.61564 | 0.97072 | 0.98855 | 0.59077 | 2.6647 | 5.3711 | 1.376 | 1.144 | 0 | 1.5244 | 1.0113 | 0 | 0.59077
2018-12-15 | 6 | 21 | Winter: Off-Peak |  | 12 | heating | 0.61564 | 0.95751 | 0.98855 | 0.58273 | 2.6647 | 5.2981 | 1.376 | 1.1284 | 0 | 1.4449 | 1.0113 | 0 | 0.58273
2018-12-15 | 6 | 22 | Winter: Off-Peak |  | 12 | heating | 0.61564 | 0.94265 | 0.98855 | 0.57369 | 2.6647 | 5.2158 | 1.376 | 1.1109 | 0 | 1.2427 | 1.0113 | 0 | 0.57369
2018-12-15 | 6 | 23 | Winter: Off-Peak |  | 12 | heating | 0.61564 | 0.94451 | 0.98855 | 0.57481 | 2.6647 | 5.2261 | 1.376 | 1.1131 | 0 | 1.0298 | 1.0113 | 0 | 0.57481
2018-12-16 | 7 | 0 | Winter: Off-Peak |  | 12 | heating | 0.61564 | 0.97482 | 0.93761 | 0.56269 | 2.6647 | 5.1159 | 1.376 | 1.0896 | 0 | 0.90669 | 1.0096 | 0 | 0.56269
2018-12-16 | 7 | 1 | Winter: Off-Peak |  | 12 | heating | 0.61564 | 1.0122 | 0.93761 | 0.58429 | 2.6647 | 5.3123 | 1.376 | 1.1315 | 0 | 0.81803 | 1.0096 | 0 | 0.58429
2018-12-16 | 7 | 2 | Winter: Off-Peak |  | 14 | heating | 0.59425 | 1.051 | 0.93761 | 0.58557 | 2.7335 | 5.4615 | 1.5011 | 1.0663 | 0 | 0.74508 | 1.0096 | 0 | 0.58557
2018-12-16 | 7 | 3 | Winter: Off-Peak |  | 14 | heating | 0.59425 | 1.0924 | 0.93761 | 0.60865 | 2.7335 | 5.6768 | 1.5011 | 1.1084 | 0 | 0.69159 | 1.0096 | 0 | 0.60865
2018-12-16 | 7 | 4 | Winter: Off-Peak |  | 12 | heating | 0.61564 | 1.1348 | 0.93761 | 0.65505 | 2.6647 | 5.9556 | 1.376 | 1.2685 | 0 | 0.64739 | 1.0096 | 0 | 0.65505
2018-12-16 | 7 | 5 | Winter: Off-Peak |  | 12 | heating | 0.61564 | 1.1636 | 0.93761 | 0.67164 | 2.6647 | 6.1064 | 1.376 | 1.3006 | 0 | 0.7214 | 1.0096 | 0 | 0.67164
2018-12-16 | 7 | 6 | Winter: Off-Peak |  | 14 | heating | 0.59425 | 1.2084 | 0.93761 | 0.67328 | 2.7335 | 6.2795 | 1.5011 | 1.2261 | 0 | 0.87787 | 1.0096 | 0 | 0.67328
2018-12-16 | 7 | 7 | Winter: Off-Peak |  | 16 | heating | 0.57285 | 1.1637 | 0.93761 | 0.62506 | 2.8179 | 6.0098 | 1.6318 | 1.0794 | 0 | 0.97331 | 1.0096 | 0 | 0.62506
2018-12-16 | 7 | 8 | Winter: Off-Peak |  | 16 | heating | 0.57285 | 1.0942 | 0.93761 | 0.5877 | 2.8179 | 5.6506 | 1.6318 | 1.0149 | 0 | 0.9494 | 1.0096 | 0 | 0.5877
2018-12-16 | 7 | 9 | Winter: Off-Peak |  | 18 | heating | 0.55146 | 1.0343 | 0.93761 | 0.53479 | 2.905 | 5.3008 | 1.7642 | 0.88062 | 0 | 0.84085 | 1.0096 | 0 | 0.53479
2018-12-16 | 7 | 10 | Winter: Off-Peak |  | 19 | heating | 0.54077 | 0.98112 | 0.93761 | 0.49746 | 2.9438 | 4.9965 | 1.829 | 0.80067 | 0 | 0.74504 | 1.0096 | 0 | 0.49746
2018-12-16 | 7 | 11 | Winter: Off-Peak |  | 21 | heating | 0.51937 | 0.94956 | 0.93761 | 0.46241 | 3.0223 | 4.7684 | 1.9597 | 0.71313 | 0 | 0.72851 | 1.0096 | 0 | 0.46241
2018-12-16 | 7 | 12 | Winter: Off-Peak |  | 23 | heating | 0.49798 | 0.91648 | 0.93761 | 0.42792 | 3.0593 | 4.4667 | 2.0731 | 0.63147 | 0 | 0.75911 | 1.0096 | 0 | 0.42792
2018-12-16 | 7 | 13 | Winter: Off-Peak |  | 25 | heating | 0.47659 | 0.9004 | 0.93761 | 0.40235 | 3.0939 | 4.2474 | 2.1844 | 0.56988 | 0 | 0.79116 | 1.0096 | 0 | 0.40235
2018-12-16 | 7 | 14 | Winter: Off-Peak |  | 25 | heating | 0.47659 | 0.86033 | 0.93761 | 0.38444 | 3.0939 | 4.0584 | 2.1844 | 0.54452 | 0 | 0.84356 | 1.0096 | 0 | 0.38444
2018-12-16 | 7 | 15 | Winter: Off-Peak |  | 25 | heating | 0.47659 | 0.85755 | 0.93761 | 0.3832 | 3.0939 | 4.0452 | 2.1844 | 0.54276 | 0 | 0.96593 | 1.0096 | 0 | 0.3832
2018-12-16 | 7 | 16 | Winter: Off-Peak |  | 25 | heating | 0.47659 | 0.88345 | 0.93761 | 0.39477 | 3.0939 | 4.1674 | 2.1844 | 0.55915 | 0 | 1.1649 | 1.0096 | 0 | 0.39477
2018-12-16 | 7 | 17 | Winter: Off-Peak |  | 25 | heating | 0.47659 | 0.94026 | 0.93761 | 0.42016 | 3.0939 | 4.4354 | 2.1844 | 0.59511 | 0 | 1.3522 | 1.0096 | 0 | 0.42016
2018-12-16 | 7 | 18 | Winter: Off-Peak |  | 23 | heating | 0.49798 | 0.98182 | 0.93761 | 0.45843 | 3.0593 | 4.7852 | 2.0731 | 0.67649 | 0 | 1.5599 | 1.0096 | 0 | 0.45843
2018-12-16 | 7 | 19 | Winter: Off-Peak |  | 21 | heating | 0.51937 | 0.98419 | 0.93761 | 0.47927 | 3.0223 | 4.9422 | 1.9597 | 0.73914 | 0 | 1.6764 | 1.0096 | 0 | 0.47927
2018-12-16 | 7 | 20 | Winter: Off-Peak |  | 21 | heating | 0.51937 | 0.97072 | 0.93761 | 0.47271 | 3.0223 | 4.8746 | 1.9597 | 0.72902 | 0 | 1.5244 | 1.0096 | 0 | 0.47271
2018-12-16 | 7 | 21 | Winter: Off-Peak |  | 19 | heating | 0.54077 | 0.95751 | 0.93761 | 0.48548 | 2.9438 | 4.8763 | 1.829 | 0.7814 | 0 | 1.4449 | 1.0096 | 0 | 0.48548
2018-12-16 | 7 | 22 | Winter: Off-Peak |  | 18 | heating | 0.55146 | 0.94265 | 0.93761 | 0.4874 | 2.905 | 4.8311 | 1.7642 | 0.80259 | 0 | 1.2427 | 1.0096 | 0 | 0.4874
2018-12-16 | 7 | 23 | Winter: Off-Peak |  | 16 | heating | 0.57285 | 0.94451 | 0.93761 | 0.50731 | 2.8179 | 4.8776 | 1.6318 | 0.87608 | 0 | 1.0298 | 1.0096 | 0 | 0.50731
2018-12-17 | 1 | 0 | Winter: Off-Peak |  | 16 | heating | 0.57285 | 0.97482 | 1.0177 | 0.56833 | 2.8179 | 5.4643 | 1.6318 | 0.98146 | 0 | 0.90669 | 0.9441 | 0 | 0.56833
2018-12-17 | 1 | 1 | Winter: Off-Peak |  | 12 | heating | 0.61564 | 1.0122 | 1.0177 | 0.63422 | 2.6647 | 5.7662 | 1.376 | 1.2282 | 0 | 0.81803 | 0.9441 | 0 | 0.63422
2018-12-17 | 1 | 2 | Winter: Off-Peak |  | 10 | heating | 0.63703 | 1.051 | 1.0177 | 0.68137 | 2.5948 | 6.0325 | 1.2546 | 1.4092 | 0 | 0.74508 | 0.9441 | 0 | 0.68137
2018-12-17 | 1 | 3 | Winter: Off-Peak |  | 10 | heating | 0.63703 | 1.0924 | 1.0177 | 0.70823 | 2.5948 | 6.2703 | 1.2546 | 1.4647 | 0 | 0.69159 | 0.9441 | 0 | 0.70823
2018-12-17 | 1 | 4 | Winter: Off-Peak |  | 9 | heating | 0.64773 | 1.1348 | 1.0177 | 0.74809 | 2.5577 | 6.5286 | 1.1953 | 1.6008 | 0 | 0.64739 | 0.9441 | 0 | 0.74809
2018-12-17 | 1 | 5 | Winter: Off-Peak |  | 9 | heating | 0.64773 | 1.1636 | 1.0177 | 0.76702 | 2.5577 | 6.6938 | 1.1953 | 1.6413 | 0 | 0.7214 | 0.9441 | 0 | 0.76702
2018-12-17 | 1 | 6 | Winter: Off-Peak |  | 9 | heating | 0.64773 | 1.2084 | 1.0177 | 0.79658 | 2.5577 | 6.9518 | 1.1953 | 1.7046 | 0 | 0.87787 | 0.9441 | 0 | 0.79658
2018-12-17 | 1 | 7 | Winter: On-Peak |  | 7 | heating | 0.66912 | 1.1637 | 1.0177 | 0.79248 | 2.48 | 6.7059 | 1.1216 | 1.7523 | 0 | 0.97331 | 0.9441 | 0 | 0.79248
2018-12-17 | 1 | 8 | Winter: On-Peak |  | 9 | heating | 0.64773 | 1.0942 | 1.0177 | 0.7213 | 2.5577 | 6.2948 | 1.1953 | 1.5435 | 0 | 0.9494 | 0.9441 | 0 | 0.7213
2018-12-17 | 1 | 9 | Winter: On-Peak |  | 18 | heating | 0.55146 | 1.0343 | 1.0177 | 0.58049 | 2.905 | 5.7537 | 1.7642 | 0.95587 | 0 | 0.84085 | 0.9441 | 0 | 0.58049
2018-12-17 | 1 | 10 | Winter: On-Peak |  | 23 | heating | 0.49798 | 0.98112 | 1.0177 | 0.49724 | 3.0593 | 5.1904 | 2.0731 | 0.73377 | 0 | 0.74504 | 0.9441 | 0 | 0.49724
2018-12-17 | 1 | 11 | Winter: On-Peak |  | 23 | heating | 0.49798 | 0.94956 | 1.0177 | 0.48125 | 3.0593 | 5.0234 | 2.0731 | 0.71016 | 0 | 0.72851 | 0.9441 | 0 | 0.48125
2018-12-17 | 1 | 12 | Winter: On-Peak |  | 21 | heating | 0.51937 | 0.91648 | 1.0177 | 0.48444 | 3.0223 | 4.9955 | 1.9597 | 0.74711 | 0 | 0.75911 | 0.9441 | 0 | 0.48444
2018-12-17 | 1 | 13 | Winter: On-Peak |  | 23 | heating | 0.49798 | 0.9004 | 1.0177 | 0.45633 | 3.0593 | 4.7633 | 2.0731 | 0.6734 | 0 | 0.79116 | 0.9441 | 0 | 0.45633
2018-12-17 | 1 | 14 | Winter: On-Peak |  | 25 | heating | 0.47659 | 0.86033 | 1.0177 | 0.41729 | 3.0939 | 4.4052 | 2.1844 | 0.59105 | 0 | 0.84356 | 0.9441 | 0 | 0.41729
2018-12-17 | 1 | 15 | Winter: On-Peak |  | 25 | heating | 0.47659 | 0.85755 | 1.0177 | 0.41594 | 3.0939 | 4.3909 | 2.1844 | 0.58914 | 0 | 0.96593 | 0.9441 | 0 | 0.41594
2018-12-17 | 1 | 16 | Winter: On-Peak |  | 25 | heating | 0.47659 | 0.88345 | 1.0177 | 0.42851 | 3.0939 | 4.5235 | 2.1844 | 0.60693 | 0 | 1.1649 | 0.9441 | 0 | 0.42851
2018-12-17 | 1 | 17 | Winter: On-Peak | Winter | 23 | heating | 0.49798 | 0.94026 | 1.0177 | 0.47653 | 3.0593 | 4.9742 | 2.0731 | 0.70321 | 0 | 1.3522 | 0.9441 | 0 | 0.47653
2018-12-17 | 1 | 18 | Winter: On-Peak | Winter | 21 | heating | 0.51937 | 0.98182 | 1.0177 | 0.51897 | 3.0223 | 5.3517 | 1.9597 | 0.80037 | 0 | 1.5599 | 0.9441 | 0 | 0.51897
2018-12-17 | 1 | 19 | Winter: On-Peak |  | 21 | heating | 0.51937 | 0.98419 | 1.0177 | 0.52022 | 3.0223 | 5.3646 | 1.9597 | 0.8023 | 0 | 1.6764 | 0.9441 | 0 | 0.52022
2018-12-17 | 1 | 20 | Winter: On-Peak |  | 21 | heating | 0.51937 | 0.97072 | 1.0177 | 0.5131 | 3.0223 | 5.2911 | 1.9597 | 0.79132 | 0 | 1.5244 | 0.9441 | 0 | 0.5131
2018-12-17 | 1 | 21 | Winter: On-Peak |  | 21 | heating | 0.51937 | 0.95751 | 1.0177 | 0.50612 | 3.0223 | 5.2191 | 1.9597 | 0.78055 | 0 | 1.4449 | 0.9441 | 0 | 0.50612
2018-12-17 | 1 | 22 | Winter: On-Peak |  | 21 | heating | 0.51937 | 0.94265 | 1.0177 | 0.49827 | 3.0223 | 5.1382 | 1.9597 | 0.76844 | 0 | 1.2427 | 0.9441 | 0 | 0.49827
2018-12-17 | 1 | 23 | Winter: Off-Peak |  | 21 | heating | 0.51937 | 0.94451 | 1.0177 | 0.49925 | 3.0223 | 5.1483 | 1.9597 | 0.76995 | 0 | 1.0298 | 0.9441 | 0 | 0.49925
2018-12-18 | 2 | 0 | Winter: Off-Peak |  | 23 | heating | 0.49798 | 0.97482 | 1.02 | 0.49513 | 3.0593 | 5.1683 | 2.0731 | 0.73066 | 0 | 0.90669 | 0.83669 | 0 | 0.49513
2018-12-18 | 2 | 1 | Winter: Off-Peak |  | 23 | heating | 0.49798 | 1.0122 | 1.02 | 0.51414 | 3.0593 | 5.3668 | 2.0731 | 0.75871 | 0 | 0.81803 | 0.83669 | 0 | 0.51414
2018-12-18 | 2 | 2 | Winter: Off-Peak |  | 25 | heating | 0.47659 | 1.051 | 1.02 | 0.51088 | 3.0939 | 5.3931 | 2.1844 | 0.72361 | 0 | 0.74508 | 0.83669 | 0 | 0.51088
2018-12-18 | 2 | 3 | Winter: Off-Peak |  | 25 | heating | 0.47659 | 1.0924 | 1.02 | 0.53102 | 3.0939 | 5.6058 | 2.1844 | 0.75214 | 0 | 0.69159 | 0.83669 | 0 | 0.53102
2018-12-18 | 2 | 4 | Winter: Off-Peak |  | 25 | heating | 0.47659 | 1.1348 | 1.02 | 0.55165 | 3.0939 | 5.8235 | 2.1844 | 0.78135 | 0 | 0.64739 | 0.83669 | 0 | 0.55165
2018-12-18 | 2 | 5 | Winter: Off-Peak |  | 25 | heating | 0.47659 | 1.1636 | 1.02 | 0.56561 | 3.0939 | 5.9709 | 2.1844 | 0.80113 | 0 | 0.7214 | 0.83669 | 0 | 0.56561
2018-12-18 | 2 | 6 | Winter: Off-Peak |  | 25 | heating | 0.47659 | 1.2084 | 1.02 | 0.58741 | 3.0939 | 6.201 | 2.1844 | 0.832 | 0 | 0.87787 | 0.83669 | 0 | 0.58741
2018-12-18 | 2 | 7 | Winter: On-Peak |  | 25 | heating | 0.47659 | 1.1637 | 1.02 | 0.5657 | 3.0939 | 5.9718 | 2.1844 | 0.80126 | 0 | 0.97331 | 0.83669 | 0 | 0.5657
2018-12-18 | 2 | 8 | Winter: On-Peak |  | 25 | heating | 0.47659 | 1.0942 | 1.02 | 0.53189 | 3.0939 | 5.6149 | 2.1844 | 0.75337 | 0 | 0.9494 | 0.83669 | 0 | 0.53189
2018-12-18 | 2 | 9 | Winter: On-Peak |  | 28 | heating | 0.4445 | 1.0343 | 1.02 | 0.46893 | 3.0942 | 4.9506 | 2.2833 | 0.63546 | 0 | 0.84085 | 0.83669 | 0 | 0.46893
2018-12-18 | 2 | 10 | Winter: On-Peak |  | 28 | heating | 0.4445 | 0.98112 | 1.02 | 0.44482 | 3.0942 | 4.6961 | 2.2833 | 0.60279 | 0 | 0.74504 | 0.83669 | 0 | 0.44482
2018-12-18 | 2 | 11 | Winter: On-Peak |  | 28 | heating | 0.4445 | 0.94956 | 1.02 | 0.43051 | 3.0942 | 4.545 | 2.2833 | 0.5834 | 0 | 0.72851 | 0.83669 | 0 | 0.43051
2018-12-18 | 2 | 12 | Winter: On-Peak |  | 30 | heating | 0.42311 | 0.91648 | 1.02 | 0.39552 | 3.0748 | 4.1494 | 2.334 | 0.52105 | 0 | 0.75911 | 0.83669 | 0 | 0.39552
2018-12-18 | 2 | 13 | Winter: On-Peak |  | 28 | heating | 0.4445 | 0.9004 | 1.02 | 0.40822 | 3.0942 | 4.3097 | 2.2833 | 0.5532 | 0 | 0.79116 | 0.83669 | 0 | 0.40822
2018-12-18 | 2 | 14 | Winter: On-Peak |  | 28 | heating | 0.4445 | 0.86033 | 1.02 | 0.39005 | 3.0942 | 4.1179 | 2.2833 | 0.52858 | 0 | 0.84356 | 0.83669 | 0 | 0.39005
2018-12-18 | 2 | 15 | Winter: On-Peak |  | 28 | heating | 0.4445 | 0.85755 | 1.02 | 0.38879 | 3.0942 | 4.1046 | 2.2833 | 0.52687 | 0 | 0.96593 | 0.83669 | 0 | 0.38879
2018-12-18 | 2 | 16 | Winter: On-Peak |  | 28 | heating | 0.4445 | 0.88345 | 1.02 | 0.40054 | 3.0942 | 4.2286 | 2.2833 | 0.54278 | 0 | 1.1649 | 0.83669 | 0 | 0.40054
2018-12-18 | 2 | 17 | Winter: On-Peak | Winter | 28 | heating | 0.4445 | 0.94026 | 1.02 | 0.42629 | 3.0942 | 4.5005 | 2.2833 | 0.57768 | 0 | 1.3522 | 0.83669 | 0 | 0.42629
2018-12-18 | 2 | 18 | Winter: On-Peak | Winter | 28 | heating | 0.4445 | 0.98182 | 1.02 | 0.44514 | 3.0942 | 4.6995 | 2.2833 | 0.60322 | 0 | 1.5599 | 0.83669 | 0 | 0.44514
2018-12-18 | 2 | 19 | Winter: On-Peak |  | 28 | heating | 0.4445 | 0.98419 | 1.02 | 0.44621 | 3.0942 | 4.7108 | 2.2833 | 0.60468 | 0 | 1.6764 | 0.83669 | 0 | 0.44621
2018-12-18 | 2 | 20 | Winter: On-Peak |  | 27 | heating | 0.4552 | 0.97072 | 1.02 | 0.45069 | 3.1144 | 4.7892 | 2.2875 | 0.6136 | 0 | 1.5244 | 0.83669 | 0 | 0.45069
2018-12-18 | 2 | 21 | Winter: On-Peak |  | 27 | heating | 0.4552 | 0.95751 | 1.02 | 0.44456 | 3.1144 | 4.724 | 2.2875 | 0.60525 | 0 | 1.4449 | 0.83669 | 0 | 0.44456
2018-12-18 | 2 | 22 | Winter: On-Peak |  | 25 | heating | 0.47659 | 0.94265 | 1.02 | 0.45823 | 3.0939 | 4.8373 | 2.1844 | 0.64903 | 0 | 1.2427 | 0.83669 | 0 | 0.45823
2018-12-18 | 2 | 23 | Winter: Off-Peak |  | 21 | heating | 0.51937 | 0.94451 | 1.02 | 0.50035 | 3.0223 | 5.1596 | 1.9597 | 0.77165 | 0 | 1.0298 | 0.83669 | 0 | 0.50035
2018-12-19 | 3 | 0 | Winter: Off-Peak |  | 19 | heating | 0.54077 | 0.97482 | 1.0263 | 0.54101 | 2.9438 | 5.434 | 1.829 | 0.87078 | 0 | 0.90669 | 0.94211 | 0 | 0.54101
2018-12-19 | 3 | 1 | Winter: Off-Peak |  | 19 | heating | 0.54077 | 1.0122 | 1.0263 | 0.56179 | 2.9438 | 5.6427 | 1.829 | 0.90421 | 0 | 0.81803 | 0.94211 | 0 | 0.56179
2018-12-19 | 3 | 2 | Winter: Off-Peak |  | 16 | heating | 0.57285 | 1.051 | 1.0263 | 0.61789 | 2.8179 | 5.9409 | 1.6318 | 1.0671 | 0 | 0.74508 | 0.94211 | 0 | 0.61789
2018-12-19 | 3 | 3 | Winter: Off-Peak |  | 16 | heating | 0.57285 | 1.0924 | 1.0263 | 0.64225 | 2.8179 | 6.1751 | 1.6318 | 1.1091 | 0 | 0.69159 | 0.94211 | 0 | 0.64225
2018-12-19 | 3 | 4 | Winter: Off-Peak |  | 14 | heating | 0.59425 | 1.1348 | 1.0263 | 0.69211 | 2.7335 | 6.4551 | 1.5011 | 1.2603 | 0 | 0.64739 | 0.94211 | 0 | 0.69211
2018-12-19 | 3 | 5 | Winter: Off-Peak |  | 14 | heating | 0.59425 | 1.1636 | 1.0263 | 0.70963 | 2.7335 | 6.6185 | 1.5011 | 1.2922 | 0 | 0.7214 | 0.94211 | 0 | 0.70963
2018-12-19 | 3 | 6 | Winter: Off-Peak |  | 12 | heating | 0.61564 | 1.2084 | 1.0263 | 0.7635 | 2.6647 | 6.9416 | 1.376 | 1.4785 | 0 | 0.87787 | 0.94211 | 0 | 0.7635
2018-12-19 | 3 | 7 | Winter: On-Peak |  | 10 | heating | 0.63703 | 1.1637 | 1.0263 | 0.76084 | 2.5948 | 6.7361 | 1.2546 | 1.5735 | 0 | 0.97331 | 0.94211 | 0 | 0.76084
2018-12-19 | 3 | 8 | Winter: On-Peak |  | 10 | heating | 0.63703 | 1.0942 | 1.0263 | 0.71537 | 2.5948 | 6.3335 | 1.2546 | 1.4795 | 0 | 0.9494 | 0.94211 | 0 | 0.71537
2018-12-19 | 3 | 9 | Winter: On-Peak |  | 16 | heating | 0.57285 | 1.0343 | 1.0263 | 0.60809 | 2.8179 | 5.8466 | 1.6318 | 1.0501 | 0 | 0.84085 | 0.94211 | 0 | 0.60809
2018-12-19 | 3 | 10 | Winter: On-Peak |  | 18 | heating | 0.55146 | 0.98112 | 1.0263 | 0.55528 | 2.905 | 5.5039 | 1.7642 | 0.91437 | 0 | 0.74504 | 0.94211 | 0 | 0.55528
2018-12-19 | 3 | 11 | Winter: On-Peak |  | 21 | heating | 0.51937 | 0.94956 | 1.0263 | 0.50615 | 3.0223 | 5.2194 | 1.9597 | 0.78059 | 0 | 0.72851 | 0.94211 | 0 | 0.50615
2018-12-19 | 3 | 12 | Winter: On-Peak |  | 23 | heating | 0.49798 | 0.91648 | 1.0263 | 0.4684 | 3.0593 | 4.8893 | 2.0731 | 0.6912 | 0 | 0.75911 | 0.94211 | 0 | 0.4684
2018-12-19 | 3 | 13 | Winter: On-Peak |  | 27 | heating | 0.4552 | 0.9004 | 1.0263 | 0.42064 | 3.1144 | 4.4698 | 2.2875 | 0.57269 | 0 | 0.79116 | 0.94211 | 0 | 0.42064
2018-12-19 | 3 | 14 | Winter: On-Peak |  | 27 | heating | 0.4552 | 0.86033 | 1.0263 | 0.40192 | 3.1144 | 4.2709 | 2.2875 | 0.5472 | 0 | 0.84356 | 0.94211 | 0 | 0.40192
2018-12-19 | 3 | 15 | Winter: On-Peak |  | 27 | heating | 0.4552 | 0.85755 | 1.0263 | 0.40062 | 3.1144 | 4.2571 | 2.2875 | 0.54543 | 0 | 0.96593 | 0.94211 | 0 | 0.40062
2018-12-19 | 3 | 16 | Winter: On-Peak |  | 27 | heating | 0.4552 | 0.88345 | 1.0263 | 0.41272 | 3.1144 | 4.3857 | 2.2875 | 0.5619 | 0 | 1.1649 | 0.94211 | 0 | 0.41272
2018-12-19 | 3 | 17 | Winter: On-Peak | Winter | 25 | heating | 0.47659 | 0.94026 | 1.0263 | 0.45991 | 3.0939 | 4.855 | 2.1844 | 0.65141 | 0 | 1.3522 | 0.94211 | 0 | 0.45991
2018-12-19 | 3 | 18 | Winter: On-Peak | Winter | 19 | heating | 0.54077 | 0.98182 | 1.0263 | 0.5449 | 2.9438 | 5.4731 | 1.829 | 0.87704 | 0 | 1.5599 | 0.94211 | 0 | 0.5449
2018-12-19 | 3 | 19 | Winter: On-Peak |  | 18 | heating | 0.55146 | 0.98419 | 1.0263 | 0.55702 | 2.905 | 5.5211 | 1.7642 | 0.91723 | 0 | 1.6764 | 0.94211 | 0 | 0.55702
2018-12-19 | 3 | 20 | Winter: On-Peak |  | 18 | heating | 0.55146 | 0.97072 | 1.0263 | 0.5494 | 2.905 | 5.4455 | 1.7642 | 0.90467 | 0 | 1.5244 | 0.94211 | 0 | 0.5494
2018-12-19 | 3 | 21 | Winter: On-Peak |  | 16 | heating | 0.57285 | 0.95751 | 1.0263 | 0.56294 | 2.8179 | 5.4126 | 1.6318 | 0.97216 | 0 | 1.4449 | 0.94211 | 0 | 0.56294
2018-12-19 | 3 | 22 | Winter: On-Peak |  | 16 | heating | 0.57285 | 0.94265 | 1.0263 | 0.55421 | 2.8179 | 5.3286 | 1.6318 | 0.95708 | 0 | 1.2427 | 0.94211 | 0 | 0.55421
2018-12-19 | 3 | 23 | Winter: Off-Peak |  | 18 | heating | 0.55146 | 0.94451 | 1.0263 | 0.53456 | 2.905 | 5.2985 | 1.7642 | 0.88024 | 0 | 1.0298 | 0.94211 | 0 | 0.53456
2018-12-20 | 4 | 0 | Winter: Off-Peak |  | 18 | heating | 0.55146 | 0.97482 | 1.002 | 0.53867 | 2.905 | 5.3393 | 1.7642 | 0.88702 | 0 | 0.90669 | 1.0706 | 0 | 0.53867
2018-12-20 | 4 | 1 | Winter: Off-Peak |  | 18 | heating | 0.55146 | 1.0122 | 1.002 | 0.55936 | 2.905 | 5.5443 | 1.7642 | 0.92107 | 0 | 0.81803 | 1.0706 | 0 | 0.55936
2018-12-20 | 4 | 2 | Winter: Off-Peak |  | 18 | heating | 0.55146 | 1.051 | 1.002 | 0.58076 | 2.905 | 5.7564 | 1.7642 | 0.95631 | 0 | 0.74508 | 1.0706 | 0 | 0.58076
2018-12-20 | 4 | 3 | Winter: Off-Peak |  | 18 | heating | 0.55146 | 1.0924 | 1.002 | 0.60365 | 2.905 | 5.9833 | 1.7642 | 0.99401 | 0 | 0.69159 | 1.0706 | 0 | 0.60365
2018-12-20 | 4 | 4 | Winter: Off-Peak |  | 18 | heating | 0.55146 | 1.1348 | 1.002 | 0.6271 | 2.905 | 6.2157 | 1.7642 | 1.0326 | 0 | 0.64739 | 1.0706 | 0 | 0.6271
2018-12-20 | 4 | 5 | Winter: Off-Peak |  | 18 | heating | 0.55146 | 1.1636 | 1.002 | 0.64297 | 2.905 | 6.373 | 1.7642 | 1.0588 | 0 | 0.7214 | 1.0706 | 0 | 0.64297
2018-12-20 | 4 | 6 | Winter: Off-Peak |  | 18 | heating | 0.55146 | 1.2084 | 1.002 | 0.66775 | 2.905 | 6.6186 | 1.7642 | 1.0996 | 0 | 0.87787 | 1.0706 | 0 | 0.66775
2018-12-20 | 4 | 7 | Winter: On-Peak |  | 18 | heating | 0.55146 | 1.1637 | 1.002 | 0.64307 | 2.905 | 6.3741 | 1.7642 | 1.0589 | 0 | 0.97331 | 1.0706 | 0 | 0.64307
2018-12-20 | 4 | 8 | Winter: On-Peak |  | 18 | heating | 0.55146 | 1.0942 | 1.002 | 0.60464 | 2.905 | 5.9931 | 1.7642 | 0.99564 | 0 | 0.9494 | 1.0706 | 0 | 0.60464
2018-12-20 | 4 | 9 | Winter: On-Peak |  | 18 | heating | 0.55146 | 1.0343 | 1.002 | 0.57154 | 2.905 | 5.6651 | 1.7642 | 0.94115 | 0 | 0.84085 | 1.0706 | 0 | 0.57154
2018-12-20 | 4 | 10 | Winter: On-Peak |  | 18 | heating | 0.55146 | 0.98112 | 1.002 | 0.54216 | 2.905 | 5.3738 | 1.7642 | 0.89276 | 0 | 0.74504 | 1.0706 | 0 | 0.54216
2018-12-20 | 4 | 11 | Winter: On-Peak |  | 21 | heating | 0.51937 | 0.94956 | 1.002 | 0.49419 | 3.0223 | 5.0961 | 1.9597 | 0.76214 | 0 | 0.72851 | 1.0706 | 0 | 0.49419
2018-12-20 | 4 | 12 | Winter: On-Peak |  | 23 | heating | 0.49798 | 0.91648 | 1.002 | 0.45733 | 3.0593 | 4.7737 | 2.0731 | 0.67487 | 0 | 0.75911 | 1.0706 | 0 | 0.45733
2018-12-20 | 4 | 13 | Winter: On-Peak |  | 25 | heating | 0.47659 | 0.9004 | 1.002 | 0.43 | 3.0939 | 4.5393 | 2.1844 | 0.60905 | 0 | 0.79116 | 1.0706 | 0 | 0.43
2018-12-20 | 4 | 14 | Winter: On-Peak |  | 25 | heating | 0.47659 | 0.86033 | 1.002 | 0.41086 | 3.0939 | 4.3373 | 2.1844 | 0.58194 | 0 | 0.84356 | 1.0706 | 0 | 0.41086
2018-12-20 | 4 | 15 | Winter: On-Peak |  | 25 | heating | 0.47659 | 0.85755 | 1.002 | 0.40953 | 3.0939 | 4.3232 | 2.1844 | 0.58006 | 0 | 0.96593 | 1.0706 | 0 | 0.40953
2018-12-20 | 4 | 16 | Winter: On-Peak |  | 23 | heating | 0.49798 | 0.88345 | 1.002 | 0.44084 | 3.0593 | 4.6016 | 2.0731 | 0.65054 | 0 | 1.1649 | 1.0706 | 0 | 0.44084
2018-12-20 | 4 | 17 | Winter: On-Peak | Winter | 21 | heating | 0.51937 | 0.94026 | 1.002 | 0.48934 | 3.0223 | 5.0461 | 1.9597 | 0.75468 | 0 | 1.3522 | 1.0706 | 0 | 0.48934
2018-12-20 | 4 | 18 | Winter: On-Peak | Winter | 21 | heating | 0.51937 | 0.98182 | 1.002 | 0.51098 | 3.0223 | 5.2692 | 1.9597 | 0.78804 | 0 | 1.5599 | 1.0706 | 0 | 0.51098
2018-12-20 | 4 | 19 | Winter: On-Peak |  | 21 | heating | 0.51937 | 0.98419 | 1.002 | 0.51221 | 3.0223 | 5.2819 | 1.9597 | 0.78994 | 0 | 1.6764 | 1.0706 | 0 | 0.51221
2018-12-20 | 4 | 20 | Winter: On-Peak |  | 21 | heating | 0.51937 | 0.97072 | 1.002 | 0.5052 | 3.0223 | 5.2096 | 1.9597 | 0.77913 | 0 | 1.5244 | 1.0706 | 0 | 0.5052
2018-12-20 | 4 | 21 | Winter: On-Peak |  | 21 | heating | 0.51937 | 0.95751 | 1.002 | 0.49832 | 3.0223 | 5.1387 | 1.9597 | 0.76853 | 0 | 1.4449 | 1.0706 | 0 | 0.49832
2018-12-20 | 4 | 22 | Winter: On-Peak |  | 21 | heating | 0.51937 | 0.94265 | 1.002 | 0.49059 | 3.0223 | 5.059 | 1.9597 | 0.7566 | 0 | 1.2427 | 1.0706 | 0 | 0.49059
2018-12-20 | 4 | 23 | Winter: Off-Peak |  | 21 | heating | 0.51937 | 0.94451 | 1.002 | 0.49156 | 3.0223 | 5.0689 | 1.9597 | 0.75809 | 0 | 1.0298 | 1.0706 | 0 | 0.49156
2018-12-21 | 5 | 0 | Winter: Off-Peak |  | 19 | heating | 0.54077 | 0.97482 | 1.0078 | 0.53126 | 2.9438 | 5.3361 | 1.829 | 0.85508 | 0 | 0.90669 | 1.1856 | 0 | 0.53126
2018-12-21 | 5 | 1 | Winter: Off-Peak |  | 19 | heating | 0.54077 | 1.0122 | 1.0078 | 0.55166 | 2.9438 | 5.541 | 1.829 | 0.88791 | 0 | 0.81803 | 1.1856 | 0 | 0.55166
2018-12-21 | 5 | 2 | Winter: Off-Peak |  | 21 | heating | 0.51937 | 1.051 | 1.0078 | 0.55011 | 3.0223 | 5.6727 | 1.9597 | 0.84839 | 0 | 0.74508 | 1.1856 | 0 | 0.55011
2018-12-21 | 5 | 3 | Winter: Off-Peak |  | 21 | heating | 0.51937 | 1.0924 | 1.0078 | 0.57179 | 3.0223 | 5.8964 | 1.9597 | 0.88183 | 0 | 0.69159 | 1.1856 | 0 | 0.57179
2018-12-21 | 5 | 4 | Winter: Off-Peak |  | 21 | heating | 0.51937 | 1.1348 | 1.0078 | 0.594 | 3.0223 | 6.1253 | 1.9597 | 0.91608 | 0 | 0.64739 | 1.1856 | 0 | 0.594
2018-12-21 | 5 | 5 | Winter: Off-Peak |  | 21 | heating | 0.51937 | 1.1636 | 1.0078 | 0.60904 | 3.0223 | 6.2804 | 1.9597 | 0.93927 | 0 | 0.7214 | 1.1856 | 0 | 0.60904
2018-12-21 | 5 | 6 | Winter: Off-Peak |  | 21 | heating | 0.51937 | 1.2084 | 1.0078 | 0.63251 | 3.0223 | 6.5224 | 1.9597 | 0.97546 | 0 | 0.87787 | 1.1856 | 0 | 0.63251
2018-12-21 | 5 | 7 | Winter: On-Peak |  | 21 | heating | 0.51937 | 1.1637 | 1.0078 | 0.60913 | 3.0223 | 6.2814 | 1.9597 | 0.93942 | 0 | 0.97331 | 1.1856 | 0 | 0.60913
2018-12-21 | 5 | 8 | Winter: On-Peak |  | 21 | heating | 0.51937 | 1.0942 | 1.0078 | 0.57273 | 3.0223 | 5.906 | 1.9597 | 0.88328 | 0 | 0.9494 | 1.1856 | 0 | 0.57273
2018-12-21 | 5 | 9 | Winter: On-Peak |  | 23 | heating | 0.49798 | 1.0343 | 1.0078 | 0.51908 | 3.0593 | 5.4183 | 2.0731 | 0.766 | 0 | 0.84085 | 1.1856 | 0 | 0.51908
2018-12-21 | 5 | 10 | Winter: On-Peak |  | 23 | heating | 0.49798 | 0.98112 | 1.0078 | 0.4924 | 3.0593 | 5.1398 | 2.0731 | 0.72661 | 0 | 0.74504 | 1.1856 | 0 | 0.4924
2018-12-21 | 5 | 11 | Winter: On-Peak |  | 25 | heating | 0.47659 | 0.94956 | 1.0078 | 0.45608 | 3.0939 | 4.8146 | 2.1844 | 0.64599 | 0 | 0.72851 | 1.1856 | 0 | 0.45608
2018-12-21 | 5 | 12 | Winter: On-Peak |  | 25 | heating | 0.47659 | 0.91648 | 1.0078 | 0.4402 | 3.0939 | 4.6469 | 2.1844 | 0.62349 | 0 | 0.75911 | 1.1856 | 0 | 0.4402
2018-12-21 | 5 | 13 | Winter: On-Peak |  | 25 | heating | 0.47659 | 0.9004 | 1.0078 | 0.43247 | 3.0939 | 4.5654 | 2.1844 | 0.61255 | 0 | 0.79116 | 1.1856 | 0 | 0.43247
2018-12-21 | 5 | 14 | Winter: On-Peak |  | 25 | heating | 0.47659 | 0.86033 | 1.0078 | 0.41322 | 3.0939 | 4.3622 | 2.1844 | 0.58529 | 0 | 0.84356 | 1.1856 | 0 | 0.41322
2018-12-21 | 5 | 15 | Winter: On-Peak |  | 25 | heating | 0.47659 | 0.85755 | 1.0078 | 0.41189 | 3.0939 | 4.3481 | 2.1844 | 0.58339 | 0 | 0.96593 | 1.1856 | 0 | 0.41189
2018-12-21 | 5 | 16 | Winter: On-Peak |  | 25 | heating | 0.47659 | 0.88345 | 1.0078 | 0.42433 | 3.0939 | 4.4794 | 2.1844 | 0.60102 | 0 | 1.1649 | 1.1856 | 0 | 0.42433
2018-12-21 | 5 | 17 | Winter: On-Peak | Winter | 25 | heating | 0.47659 | 0.94026 | 1.0078 | 0.45162 | 3.0939 | 4.7675 | 2.1844 | 0.63966 | 0 | 1.3522 | 1.1856 | 0 | 0.45162
2018-12-21 | 5 | 18 | Winter: On-Peak | Winter | 27 | heating | 0.4552 | 0.98182 | 1.0078 | 0.45041 | 3.1144 | 4.7862 | 2.2875 | 0.61322 | 0 | 1.5599 | 1.1856 | 0 | 0.45041
2018-12-21 | 5 | 19 | Winter: On-Peak |  | 27 | heating | 0.4552 | 0.98419 | 1.0078 | 0.4515 | 3.1144 | 4.7977 | 2.2875 | 0.61469 | 0 | 1.6764 | 1.1856 | 0 | 0.4515
2018-12-21 | 5 | 20 | Winter: On-Peak |  | 27 | heating | 0.4552 | 0.97072 | 1.0078 | 0.44532 | 3.1144 | 4.732 | 2.2875 | 0.60628 | 0 | 1.5244 | 1.1856 | 0 | 0.44532
2018-12-21 | 5 | 21 | Winter: On-Peak |  | 27 | heating | 0.4552 | 0.95751 | 1.0078 | 0.43926 | 3.1144 | 4.6677 | 2.2875 | 0.59803 | 0 | 1.4449 | 1.1856 | 0 | 0.43926
2018-12-21 | 5 | 22 | Winter: On-Peak |  | 27 | heating | 0.4552 | 0.94265 | 1.0078 | 0.43244 | 3.1144 | 4.5952 | 2.2875 | 0.58875 | 0 | 1.2427 | 1.1856 | 0 | 0.43244
2018-12-21 | 5 | 23 | Winter: Off-Peak |  | 27 | heating | 0.4552 | 0.94451 | 1.0078 | 0.43329 | 3.1144 | 4.6043 | 2.2875 | 0.58991 | 0 | 1.0298 | 1.1856 | 0 | 0.43329
2018-12-22 | 6 | 0 | Winter: Off-Peak |  | 27 | heating | 0.4552 | 0.97482 | 0.98855 | 0.43865 | 3.1144 | 4.6612 | 2.2875 | 0.59721 | 0 | 0.90669 | 1.0113 | 0 | 0.43865
2018-12-22 | 6 | 1 | Winter: Off-Peak |  | 27 | heating | 0.4552 | 1.0122 | 0.98855 | 0.4555 | 3.1144 | 4.8402 | 2.2875 | 0.62014 | 0 | 0.81803 | 1.0113 | 0 | 0.4555
2018-12-22 | 6 | 2 | Winter: Off-Peak |  | 27 | heating | 0.4552 | 1.051 | 0.98855 | 0.47292 | 3.1144 | 5.0254 | 2.2875 | 0.64386 | 0 | 0.74508 | 1.0113 | 0 | 0.47292
2018-12-22 | 6 | 3 | Winter: Off-Peak |  | 27 | heating | 0.4552 | 1.0924 | 0.98855 | 0.49157 | 3.1144 | 5.2235 | 2.2875 | 0.66925 | 0 | 0.69159 | 1.0113 | 0 | 0.49157
2018-12-22 | 6 | 4 | Winter: Off-Peak |  | 27 | heating | 0.4552 | 1.1348 | 0.98855 | 0.51066 | 3.1144 | 5.4263 | 2.2875 | 0.69524 | 0 | 0.64739 | 1.0113 | 0 | 0.51066
2018-12-22 | 6 | 5 | Winter: Off-Peak |  | 27 | heating | 0.4552 | 1.1636 | 0.98855 | 0.52358 | 3.1144 | 5.5637 | 2.2875 | 0.71284 | 0 | 0.7214 | 1.0113 | 0 | 0.52358
2018-12-22 | 6 | 6 | Winter: Off-Peak |  | 27 | heating | 0.4552 | 1.2084 | 0.98855 | 0.54376 | 3.1144 | 5.7781 | 2.2875 | 0.7403 | 0 | 0.87787 | 1.0113 | 0 | 0.54376
2018-12-22 | 6 | 7 | Winter: Off-Peak |  | 27 | heating | 0.4552 | 1.1637 | 0.98855 | 0.52367 | 3.1144 | 5.5646 | 2.2875 | 0.71295 | 0 | 0.97331 | 1.0113 | 0 | 0.52367
2018-12-22 | 6 | 8 | Winter: Off-Peak |  | 27 | heating | 0.4552 | 1.0942 | 0.98855 | 0.49237 | 3.1144 | 5.232 | 2.2875 | 0.67034 | 0 | 0.9494 | 1.0113 | 0 | 0.49237
2018-12-22 | 6 | 9 | Winter: Off-Peak |  | 27 | heating | 0.4552 | 1.0343 | 0.98855 | 0.46542 | 3.1144 | 4.9456 | 2.2875 | 0.63365 | 0 | 0.84085 | 1.0113 | 0 | 0.46542
2018-12-22 | 6 | 10 | Winter: Off-Peak |  | 27 | heating | 0.4552 | 0.98112 | 0.98855 | 0.44149 | 3.1144 | 4.6914 | 2.2875 | 0.60107 | 0 | 0.74504 | 1.0113 | 0 | 0.44149
2018-12-22 | 6 | 11 | Winter: Off-Peak |  | 27 | heating | 0.4552 | 0.94956 | 0.98855 | 0.42729 | 3.1144 | 4.5405 | 2.2875 | 0.58174 | 0 | 0.72851 | 1.0113 | 0 | 0.42729
2018-12-22 | 6 | 12 | Winter: Off-Peak |  | 27 | heating | 0.4552 | 0.91648 | 0.98855 | 0.4124 | 3.1144 | 4.3823 | 2.2875 | 0.56147 | 0 | 0.75911 | 1.0113 | 0 | 0.4124
2018-12-22 | 6 | 13 | Winter: Off-Peak |  | 27 | heating | 0.4552 | 0.9004 | 0.98855 | 0.40517 | 3.1144 | 4.3054 | 2.2875 | 0.55162 | 0 | 0.79116 | 1.0113 | 0 | 0.40517
2018-12-22 | 6 | 14 | Winter: Off-Peak |  | 28 | heating | 0.4445 | 0.86033 | 0.98855 | 0.37804 | 3.0942 | 3.9911 | 2.2833 | 0.51229 | 0 | 0.84356 | 1.0113 | 0 | 0.37804
2018-12-22 | 6 | 15 | Winter: Off-Peak |  | 27 | heating | 0.4552 | 0.85755 | 0.98855 | 0.38588 | 3.1144 | 4.1005 | 2.2875 | 0.52536 | 0 | 0.96593 | 1.0113 | 0 | 0.38588
2018-12-22 | 6 | 16 | Winter: Off-Peak |  | 27 | heating | 0.4552 | 0.88345 | 0.98855 | 0.39754 | 3.1144 | 4.2243 | 2.2875 | 0.54123 | 0 | 1.1649 | 1.0113 | 0 | 0.39754
2018-12-22 | 6 | 17 | Winter: Off-Peak |  | 27 | heating | 0.4552 | 0.94026 | 0.98855 | 0.4231 | 3.1144 | 4.496 | 2.2875 | 0.57604 | 0 | 1.3522 | 1.0113 | 0 | 0.4231
2018-12-22 | 6 | 18 | Winter: Off-Peak |  | 27 | heating | 0.4552 | 0.98182 | 0.98855 | 0.44181 | 3.1144 | 4.6947 | 2.2875 | 0.6015 | 0 | 1.5599 | 1.0113 | 0 | 0.44181
2018-12-22 | 6 | 19 | Winter: Off-Peak |  | 27 | heating | 0.4552 | 0.98419 | 0.98855 | 0.44287 | 3.1144 | 4.706 | 2.2875 | 0.60295 | 0 | 1.6764 | 1.0113 | 0 | 0.44287
2018-12-22 | 6 | 20 | Winter: Off-Peak |  | 27 | heating | 0.4552 | 0.97072 | 0.98855 | 0.43681 | 3.1144 | 4.6416 | 2.2875 | 0.5947 | 0 | 1.5244 | 1.0113 | 0 | 0.43681
2018-12-22 | 6 | 21 | Winter: Off-Peak |  | 27 | heating | 0.4552 | 0.95751 | 0.98855 | 0.43087 | 3.1144 | 4.5785 | 2.2875 | 0.58661 | 0 | 1.4449 | 1.0113 | 0 | 0.43087
2018-12-22 | 6 | 22 | Winter: Off-Peak |  | 27 | heating | 0.4552 | 0.94265 | 0.98855 | 0.42418 | 3.1144 | 4.5074 | 2.2875 | 0.5775 | 0 | 1.2427 | 1.0113 | 0 | 0.42418
2018-12-22 | 6 | 23 | Winter: Off-Peak |  | 27 | heating | 0.4552 | 0.94451 | 0.98855 | 0.42501 | 3.1144 | 4.5163 | 2.2875 | 0.57864 | 0 | 1.0298 | 1.0113 | 0 | 0.42501
2018-12-23 | 7 | 0 | Winter: Off-Peak |  | 27 | heating | 0.4552 | 0.97482 | 0.93761 | 0.41605 | 3.1144 | 4.421 | 2.2875 | 0.56643 | 0 | 0.90669 | 1.0096 | 0 | 0.41605
2018-12-23 | 7 | 1 | Winter: Off-Peak |  | 27 | heating | 0.4552 | 1.0122 | 0.93761 | 0.43202 | 3.1144 | 4.5908 | 2.2875 | 0.58818 | 0 | 0.81803 | 1.0096 | 0 | 0.43202
2018-12-23 | 7 | 2 | Winter: Off-Peak |  | 27 | heating | 0.4552 | 1.051 | 0.93761 | 0.44855 | 3.1144 | 4.7664 | 2.2875 | 0.61068 | 0 | 0.74508 | 1.0096 | 0 | 0.44855
2018-12-23 | 7 | 3 | Winter: Off-Peak |  | 27 | heating | 0.4552 | 1.0924 | 0.93761 | 0.46624 | 3.1144 | 4.9543 | 2.2875 | 0.63476 | 0 | 0.69159 | 1.0096 | 0 | 0.46624
2018-12-23 | 7 | 4 | Winter: Off-Peak |  | 27 | heating | 0.4552 | 1.1348 | 0.93761 | 0.48434 | 3.1144 | 5.1467 | 2.2875 | 0.65941 | 0 | 0.64739 | 1.0096 | 0 | 0.48434
2018-12-23 | 7 | 5 | Winter: Off-Peak |  | 27 | heating | 0.4552 | 1.1636 | 0.93761 | 0.4966 | 3.1144 | 5.277 | 2.2875 | 0.6761 | 0 | 0.7214 | 1.0096 | 0 | 0.4966
2018-12-23 | 7 | 6 | Winter: Off-Peak |  | 27 | heating | 0.4552 | 1.2084 | 0.93761 | 0.51574 | 3.1144 | 5.4803 | 2.2875 | 0.70216 | 0 | 0.87787 | 1.0096 | 0 | 0.51574
2018-12-23 | 7 | 7 | Winter: Off-Peak |  | 25 | heating | 0.47659 | 1.1637 | 0.93761 | 0.52002 | 3.0939 | 5.4896 | 2.1844 | 0.73656 | 0 | 0.97331 | 1.0096 | 0 | 0.52002
2018-12-23 | 7 | 8 | Winter: Off-Peak |  | 27 | heating | 0.4552 | 1.0942 | 0.93761 | 0.467 | 3.1144 | 4.9624 | 2.2875 | 0.6358 | 0 | 0.9494 | 1.0096 | 0 | 0.467
2018-12-23 | 7 | 9 | Winter: Off-Peak |  | 25 | heating | 0.47659 | 1.0343 | 0.93761 | 0.46218 | 3.0939 | 4.879 | 2.1844 | 0.65463 | 0 | 0.84085 | 1.0096 | 0 | 0.46218
2018-12-23 | 7 | 10 | Winter: Off-Peak |  | 27 | heating | 0.4552 | 0.98112 | 0.93761 | 0.41874 | 3.1144 | 4.4496 | 2.2875 | 0.5701 | 0 | 0.74504 | 1.0096 | 0 | 0.41874
2018-12-23 | 7 | 11 | Winter: Off-Peak |  | 27 | heating | 0.4552 | 0.94956 | 0.93761 | 0.40527 | 3.1144 | 4.3065 | 2.2875 | 0.55176 | 0 | 0.72851 | 1.0096 | 0 | 0.40527
2018-12-23 | 7 | 12 | Winter: Off-Peak |  | 27 | heating | 0.4552 | 0.91648 | 0.93761 | 0.39115 | 3.1144 | 4.1565 | 2.2875 | 0.53254 | 0 | 0.75911 | 1.0096 | 0 | 0.39115
2018-12-23 | 7 | 13 | Winter: Off-Peak |  | 27 | heating | 0.4552 | 0.9004 | 0.93761 | 0.38429 | 3.1144 | 4.0835 | 2.2875 | 0.52319 | 0 | 0.79116 | 1.0096 | 0 | 0.38429
2018-12-23 | 7 | 14 | Winter: Off-Peak |  | 27 | heating | 0.4552 | 0.86033 | 0.93761 | 0.36719 | 3.1144 | 3.9018 | 2.2875 | 0.49991 | 0 | 0.84356 | 1.0096 | 0 | 0.36719
2018-12-23 | 7 | 15 | Winter: Off-Peak |  | 27 | heating | 0.4552 | 0.85755 | 0.93761 | 0.366 | 3.1144 | 3.8892 | 2.2875 | 0.49829 | 0 | 0.96593 | 1.0096 | 0 | 0.366
2018-12-23 | 7 | 16 | Winter: Off-Peak |  | 27 | heating | 0.4552 | 0.88345 | 0.93761 | 0.37705 | 3.1144 | 4.0067 | 2.2875 | 0.51334 | 0 | 1.1649 | 1.0096 | 0 | 0.37705
2018-12-23 | 7 | 17 | Winter: Off-Peak |  | 27 | heating | 0.4552 | 0.94026 | 0.93761 | 0.4013 | 3.1144 | 4.2643 | 2.2875 | 0.54635 | 0 | 1.3522 | 1.0096 | 0 | 0.4013
2018-12-23 | 7 | 18 | Winter: Off-Peak |  | 27 | heating | 0.4552 | 0.98182 | 0.93761 | 0.41904 | 3.1144 | 4.4528 | 2.2875 | 0.57051 | 0 | 1.5599 | 1.0096 | 0 | 0.41904
2018-12-23 | 7 | 19 | Winter: Off-Peak |  | 27 | heating | 0.4552 | 0.98419 | 0.93761 | 0.42005 | 3.1144 | 4.4635 | 2.2875 | 0.57188 | 0 | 1.6764 | 1.0096 | 0 | 0.42005
2018-12-23 | 7 | 20 | Winter: Off-Peak |  | 27 | heating | 0.4552 | 0.97072 | 0.93761 | 0.4143 | 3.1144 | 4.4024 | 2.2875 | 0.56405 | 0 | 1.5244 | 1.0096 | 0 | 0.4143
2018-12-23 | 7 | 21 | Winter: Off-Peak |  | 27 | heating | 0.4552 | 0.95751 | 0.93761 | 0.40866 | 3.1144 | 4.3425 | 2.2875 | 0.55638 | 0 | 1.4449 | 1.0096 | 0 | 0.40866
2018-12-23 | 7 | 22 | Winter: Off-Peak |  | 27 | heating | 0.4552 | 0.94265 | 0.93761 | 0.40232 | 3.1144 | 4.2752 | 2.2875 | 0.54774 | 0 | 1.2427 | 1.0096 | 0 | 0.40232
2018-12-23 | 7 | 23 | Winter: Off-Peak |  | 27 | heating | 0.4552 | 0.94451 | 0.93761 | 0.40311 | 3.1144 | 4.2836 | 2.2875 | 0.54882 | 0 | 1.0298 | 1.0096 | 0 | 0.40311
2018-12-24 | 1 | 0 | Winter: Off-Peak |  | 25 | heating | 0.47659 | 0.97482 | 1.0177 | 0.47282 | 3.0939 | 4.9914 | 2.1844 | 0.6697 | 0 | 0.90669 | 0.9441 | 0 | 0.47282
2018-12-24 | 1 | 1 | Winter: Off-Peak |  | 25 | heating | 0.47659 | 1.0122 | 1.0177 | 0.49098 | 3.0939 | 5.183 | 2.1844 | 0.69542 | 0 | 0.81803 | 0.9441 | 0 | 0.49098
2018-12-24 | 1 | 2 | Winter: Off-Peak |  | 23 | heating | 0.49798 | 1.051 | 1.0177 | 0.53264 | 3.0593 | 5.5599 | 2.0731 | 0.78601 | 0 | 0.74508 | 0.9441 | 0 | 0.53264
2018-12-24 | 1 | 3 | Winter: Off-Peak |  | 23 | heating | 0.49798 | 1.0924 | 1.0177 | 0.55364 | 3.0593 | 5.7791 | 2.0731 | 0.81699 | 0 | 0.69159 | 0.9441 | 0 | 0.55364
2018-12-24 | 1 | 4 | Winter: Off-Peak |  | 21 | heating | 0.51937 | 1.1348 | 1.0177 | 0.59985 | 3.0223 | 6.1857 | 1.9597 | 0.9251 | 0 | 0.64739 | 0.9441 | 0 | 0.59985
2018-12-24 | 1 | 5 | Winter: Off-Peak |  | 21 | heating | 0.51937 | 1.1636 | 1.0177 | 0.61503 | 3.0223 | 6.3422 | 1.9597 | 0.94852 | 0 | 0.7214 | 0.9441 | 0 | 0.61503
2018-12-24 | 1 | 6 | Winter: Off-Peak |  | 21 | heating | 0.51937 | 1.2084 | 1.0177 | 0.63873 | 3.0223 | 6.5866 | 1.9597 | 0.98507 | 0 | 0.87787 | 0.9441 | 0 | 0.63873
2018-12-24 | 1 | 7 | Winter: On-Peak |  | 21 | heating | 0.51937 | 1.1637 | 1.0177 | 0.61513 | 3.0223 | 6.3433 | 1.9597 | 0.94867 | 0 | 0.97331 | 0.9441 | 0 | 0.61513
2018-12-24 | 1 | 8 | Winter: On-Peak |  | 21 | heating | 0.51937 | 1.0942 | 1.0177 | 0.57837 | 3.0223 | 5.9642 | 1.9597 | 0.89197 | 0 | 0.9494 | 0.9441 | 0 | 0.57837
2018-12-24 | 1 | 9 | Winter: On-Peak |  | 21 | heating | 0.51937 | 1.0343 | 1.0177 | 0.54671 | 3.0223 | 5.6377 | 1.9597 | 0.84315 | 0 | 0.84085 | 0.9441 | 0 | 0.54671
2018-12-24 | 1 | 10 | Winter: On-Peak |  | 21 | heating | 0.51937 | 0.98112 | 1.0177 | 0.5186 | 3.0223 | 5.3478 | 1.9597 | 0.7998 | 0 | 0.74504 | 0.9441 | 0 | 0.5186
2018-12-24 | 1 | 11 | Winter: On-Peak |  | 23 | heating | 0.49798 | 0.94956 | 1.0177 | 0.48125 | 3.0593 | 5.0234 | 2.0731 | 0.71016 | 0 | 0.72851 | 0.9441 | 0 | 0.48125
2018-12-24 | 1 | 12 | Winter: On-Peak |  | 25 | heating | 0.47659 | 0.91648 | 1.0177 | 0.44453 | 3.0939 | 4.6927 | 2.1844 | 0.62963 | 0 | 0.75911 | 0.9441 | 0 | 0.44453
2018-12-24 | 1 | 13 | Winter: On-Peak |  | 25 | heating | 0.47659 | 0.9004 | 1.0177 | 0.43673 | 3.0939 | 4.6103 | 2.1844 | 0.61858 | 0 | 0.79116 | 0.9441 | 0 | 0.43673
2018-12-24 | 1 | 14 | Winter: On-Peak |  | 27 | heating | 0.4552 | 0.86033 | 1.0177 | 0.39856 | 3.1144 | 4.2352 | 2.2875 | 0.54263 | 0 | 0.84356 | 0.9441 | 0 | 0.39856
2018-12-24 | 1 | 15 | Winter: On-Peak |  | 25 | heating | 0.47659 | 0.85755 | 1.0177 | 0.41594 | 3.0939 | 4.3909 | 2.1844 | 0.58914 | 0 | 0.96593 | 0.9441 | 0 | 0.41594
2018-12-24 | 1 | 16 | Winter: On-Peak |  | 23 | heating | 0.49798 | 0.88345 | 1.0177 | 0.44774 | 3.0593 | 4.6736 | 2.0731 | 0.66072 | 0 | 1.1649 | 0.9441 | 0 | 0.44774
2018-12-24 | 1 | 17 | Winter: On-Peak | Winter | 21 | heating | 0.51937 | 0.94026 | 1.0177 | 0.497 | 3.0223 | 5.1251 | 1.9597 | 0.76649 | 0 | 1.3522 | 0.9441 | 0 | 0.497
2018-12-24 | 1 | 18 | Winter: On-Peak | Winter | 19 | heating | 0.54077 | 0.98182 | 1.0177 | 0.54035 | 2.9438 | 5.4274 | 1.829 | 0.86971 | 0 | 1.5599 | 0.9441 | 0 | 0.54035
2018-12-24 | 1 | 19 | Winter: On-Peak |  | 19 | heating | 0.54077 | 0.98419 | 1.0177 | 0.54165 | 2.9438 | 5.4404 | 1.829 | 0.8718 | 0 | 1.6764 | 0.9441 | 0 | 0.54165
2018-12-24 | 1 | 20 | Winter: On-Peak |  | 18 | heating | 0.55146 | 0.97072 | 1.0177 | 0.5448 | 2.905 | 5.4 | 1.7642 | 0.89711 | 0 | 1.5244 | 0.9441 | 0 | 0.5448
2018-12-24 | 1 | 21 | Winter: On-Peak |  | 18 | heating | 0.55146 | 0.95751 | 1.0177 | 0.53739 | 2.905 | 5.3266 | 1.7642 | 0.88491 | 0 | 1.4449 | 0.9441 | 0 | 0.53739
2018-12-24 | 1 | 22 | Winter: On-Peak |  | 18 | heating | 0.55146 | 0.94265 | 1.0177 | 0.52905 | 2.905 | 5.2439 | 1.7642 | 0.87117 | 0 | 1.2427 | 0.9441 | 0 | 0.52905
2018-12-24 | 1 | 23 | Winter: Off-Peak |  | 16 | heating | 0.57285 | 0.94451 | 1.0177 | 0.55066 | 2.8179 | 5.2944 | 1.6318 | 0.95094 | 0 | 1.0298 | 0.9441 | 0 | 0.55066
2018-12-25 | 2 | 0 | Winter: Off-Peak |  | 16 | heating | 0.57285 | 0.97482 | 1.02 | 0.56958 | 2.8179 | 5.4763 | 1.6318 | 0.98362 | 0 | 0.90669 | 0.83669 | 0 | 0.56958
2018-12-25 | 2 | 1 | Winter: Off-Peak |  | 12 | heating | 0.61564 | 1.0122 | 1.02 | 0.63562 | 2.6647 | 5.7789 | 1.376 | 1.2309 | 0 | 0.81803 | 0.83669 | 0 | 0.63562
2018-12-25 | 2 | 2 | Winter: Off-Peak |  | 12 | heating | 0.61564 | 1.051 | 1.02 | 0.65994 | 2.6647 | 6 | 1.376 | 1.2779 | 0 | 0.74508 | 0.83669 | 0 | 0.65994
2018-12-25 | 2 | 3 | Winter: Off-Peak |  | 12 | heating | 0.61564 | 1.0924 | 1.02 | 0.68595 | 2.6647 | 6.2365 | 1.376 | 1.3283 | 0 | 0.69159 | 0.83669 | 0 | 0.68595
2018-12-25 | 2 | 4 | Winter: Off-Peak |  | 14 | heating | 0.59425 | 1.1348 | 1.02 | 0.68783 | 2.7335 | 6.4153 | 1.5011 | 1.2526 | 0 | 0.64739 | 0.83669 | 0 | 0.68783
2018-12-25 | 2 | 5 | Winter: Off-Peak |  | 12 | heating | 0.61564 | 1.1636 | 1.02 | 0.73063 | 2.6647 | 6.6427 | 1.376 | 1.4148 | 0 | 0.7214 | 0.83669 | 0 | 0.73063
2018-12-25 | 2 | 6 | Winter: Off-Peak |  | 14 | heating | 0.59425 | 1.2084 | 1.02 | 0.73242 | 2.7335 | 6.8311 | 1.5011 | 1.3338 | 0 | 0.87787 | 0.83669 | 0 | 0.73242
2018-12-25 | 2 | 7 | Winter: On-Peak |  | 12 | heating | 0.61564 | 1.1637 | 1.02 | 0.73075 | 2.6647 | 6.6438 | 1.376 | 1.4151 | 0 | 0.97331 | 0.83669 | 0 | 0.73075
2018-12-25 | 2 | 8 | Winter: On-Peak |  | 12 | heating | 0.61564 | 1.0942 | 1.02 | 0.68708 | 2.6647 | 6.2468 | 1.376 | 1.3305 | 0 | 0.9494 | 0.83669 | 0 | 0.68708
2018-12-25 | 2 | 9 | Winter: On-Peak |  | 14 | heating | 0.59425 | 1.0343 | 1.02 | 0.6269 | 2.7335 | 5.847 | 1.5011 | 1.1416 | 0 | 0.84085 | 0.83669 | 0 | 0.6269
2018-12-25 | 2 | 10 | Winter: On-Peak |  | 16 | heating | 0.57285 | 0.98112 | 1.02 | 0.57326 | 2.8179 | 5.5118 | 1.6318 | 0.98998 | 0 | 0.74504 | 0.83669 | 0 | 0.57326
2018-12-25 | 2 | 11 | Winter: On-Peak |  | 16 | heating | 0.57285 | 0.94956 | 1.02 | 0.55482 | 2.8179 | 5.3345 | 1.6318 | 0.95814 | 0 | 0.72851 | 0.83669 | 0 | 0.55482
2018-12-25 | 2 | 12 | Winter: On-Peak |  | 18 | heating | 0.55146 | 0.91648 | 1.02 | 0.5155 | 2.905 | 5.1095 | 1.7642 | 0.84885 | 0 | 0.75911 | 0.83669 | 0 | 0.5155
2018-12-25 | 2 | 13 | Winter: On-Peak |  | 18 | heating | 0.55146 | 0.9004 | 1.02 | 0.50645 | 2.905 | 5.0199 | 1.7642 | 0.83396 | 0 | 0.79116 | 0.83669 | 0 | 0.50645
2018-12-25 | 2 | 14 | Winter: On-Peak |  | 19 | heating | 0.54077 | 0.86033 | 1.02 | 0.47453 | 2.9438 | 4.7662 | 1.829 | 0.76376 | 0 | 0.84356 | 0.83669 | 0 | 0.47453
2018-12-25 | 2 | 15 | Winter: On-Peak |  | 19 | heating | 0.54077 | 0.85755 | 1.02 | 0.47299 | 2.9438 | 4.7508 | 1.829 | 0.76129 | 0 | 0.96593 | 0.83669 | 0 | 0.47299
2018-12-25 | 2 | 16 | Winter: On-Peak |  | 19 | heating | 0.54077 | 0.88345 | 1.02 | 0.48728 | 2.9438 | 4.8943 | 1.829 | 0.78429 | 0 | 1.1649 | 0.83669 | 0 | 0.48728
2018-12-25 | 2 | 17 | Winter: On-Peak |  | 18 | heating | 0.55146 | 0.94026 | 1.02 | 0.52887 | 2.905 | 5.2421 | 1.7642 | 0.87087 | 0 | 1.3522 | 0.83669 | 0 | 0.52887
2018-12-25 | 2 | 18 | Winter: On-Peak |  | 16 | heating | 0.57285 | 0.98182 | 1.02 | 0.57367 | 2.8179 | 5.5157 | 1.6318 | 0.99069 | 0 | 1.5599 | 0.83669 | 0 | 0.57367
2018-12-25 | 2 | 19 | Winter: On-Peak |  | 16 | heating | 0.57285 | 0.98419 | 1.02 | 0.57505 | 2.8179 | 5.529 | 1.6318 | 0.99308 | 0 | 1.6764 | 0.83669 | 0 | 0.57505
2018-12-25 | 2 | 20 | Winter: On-Peak |  | 14 | heating | 0.59425 | 0.97072 | 1.02 | 0.58836 | 2.7335 | 5.4875 | 1.5011 | 1.0714 | 0 | 1.5244 | 0.83669 | 0 | 0.58836
2018-12-25 | 2 | 21 | Winter: On-Peak |  | 12 | heating | 0.61564 | 0.95751 | 1.02 | 0.60125 | 2.6647 | 5.4664 | 1.376 | 1.1643 | 0 | 1.4449 | 0.83669 | 0 | 0.60125
2018-12-25 | 2 | 22 | Winter: On-Peak |  | 12 | heating | 0.61564 | 0.94265 | 1.02 | 0.59192 | 2.6647 | 5.3816 | 1.376 | 1.1462 | 0 | 1.2427 | 0.83669 | 0 | 0.59192
2018-12-25 | 2 | 23 | Winter: Off-Peak |  | 12 | heating | 0.61564 | 0.94451 | 1.02 | 0.59308 | 2.6647 | 5.3922 | 1.376 | 1.1485 | 0 | 1.0298 | 0.83669 | 0 | 0.59308
2018-12-26 | 3 | 0 | Winter: Off-Peak |  | 12 | heating | 0.61564 | 0.97482 | 1.0263 | 0.61592 | 2.6647 | 5.5998 | 1.376 | 1.1927 | 0 | 0.90669 | 0.94211 | 0 | 0.61592
2018-12-26 | 3 | 1 | Winter: Off-Peak |  | 10 | heating | 0.63703 | 1.0122 | 1.0263 | 0.66179 | 2.5948 | 5.8592 | 1.2546 | 1.3687 | 0 | 0.81803 | 0.94211 | 0 | 0.66179
2018-12-26 | 3 | 2 | Winter: Off-Peak |  | 10 | heating | 0.63703 | 1.051 | 1.0263 | 0.68711 | 2.5948 | 6.0833 | 1.2546 | 1.4211 | 0 | 0.74508 | 0.94211 | 0 | 0.68711
2018-12-26 | 3 | 3 | Winter: Off-Peak |  | 10 | heating | 0.63703 | 1.0924 | 1.0263 | 0.7142 | 2.5948 | 6.3232 | 1.2546 | 1.4771 | 0 | 0.69159 | 0.94211 | 0 | 0.7142
2018-12-26 | 3 | 4 | Winter: Off-Peak |  | 10 | heating | 0.63703 | 1.1348 | 1.0263 | 0.74193 | 2.5948 | 6.5687 | 1.2546 | 1.5344 | 0 | 0.64739 | 0.94211 | 0 | 0.74193
2018-12-26 | 3 | 5 | Winter: Off-Peak |  | 10 | heating | 0.63703 | 1.1636 | 1.0263 | 0.76072 | 2.5948 | 6.735 | 1.2546 | 1.5733 | 0 | 0.7214 | 0.94211 | 0 | 0.76072
2018-12-26 | 3 | 6 | Winter: Off-Peak |  | 10 | heating | 0.63703 | 1.2084 | 1.0263 | 0.79003 | 2.5948 | 6.9945 | 1.2546 | 1.6339 | 0 | 0.87787 | 0.94211 | 0 | 0.79003
2018-12-26 | 3 | 7 | Winter: On-Peak |  | 10 | heating | 0.63703 | 1.1637 | 1.0263 | 0.76084 | 2.5948 | 6.7361 | 1.2546 | 1.5735 | 0 | 0.97331 | 0.94211 | 0 | 0.76084
2018-12-26 | 3 | 8 | Winter: On-Peak |  | 10 | heating | 0.63703 | 1.0942 | 1.0263 | 0.71537 | 2.5948 | 6.3335 | 1.2546 | 1.4795 | 0 | 0.9494 | 0.94211 | 0 | 0.71537
2018-12-26 | 3 | 9 | Winter: On-Peak |  | 12 | heating | 0.61564 | 1.0343 | 1.0263 | 0.6535 | 2.6647 | 5.9415 | 1.376 | 1.2655 | 0 | 0.84085 | 0.94211 | 0 | 0.6535
2018-12-26 | 3 | 10 | Winter: On-Peak |  | 12 | heating | 0.61564 | 0.98112 | 1.0263 | 0.6199 | 2.6647 | 5.636 | 1.376 | 1.2004 | 0 | 0.74504 | 0.94211 | 0 | 0.6199
2018-12-26 | 3 | 11 | Winter: On-Peak |  | 14 | heating | 0.59425 | 0.94956 | 1.0263 | 0.57912 | 2.7335 | 5.4013 | 1.5011 | 1.0546 | 0 | 0.72851 | 0.94211 | 0 | 0.57912
2018-12-26 | 3 | 12 | Winter: On-Peak |  | 14 | heating | 0.59425 | 0.91648 | 1.0263 | 0.55894 | 2.7335 | 5.2131 | 1.5011 | 1.0178 | 0 | 0.75911 | 0.94211 | 0 | 0.55894
2018-12-26 | 3 | 13 | Winter: On-Peak |  | 16 | heating | 0.57285 | 0.9004 | 1.0263 | 0.52937 | 2.8179 | 5.0897 | 1.6318 | 0.91418 | 0 | 0.79116 | 0.94211 | 0 | 0.52937
2018-12-26 | 3 | 14 | Winter: On-Peak |  | 16 | heating | 0.57285 | 0.86033 | 1.0263 | 0.50581 | 2.8179 | 4.8632 | 1.6318 | 0.87349 | 0 | 0.84356 | 0.94211 | 0 | 0.50581
2018-12-26 | 3 | 15 | Winter: On-Peak |  | 14 | heating | 0.59425 | 0.85755 | 1.0263 | 0.523 | 2.7335 | 4.8779 | 1.5011 | 0.95239 | 0 | 0.96593 | 0.94211 | 0 | 0.523
2018-12-26 | 3 | 16 | Winter: On-Peak |  | 12 | heating | 0.61564 | 0.88345 | 1.0263 | 0.55819 | 2.6647 | 5.075 | 1.376 | 1.0809 | 0 | 1.1649 | 0.94211 | 0 | 0.55819
2018-12-26 | 3 | 17 | Winter: On-Peak | Winter | 12 | heating | 0.61564 | 0.94026 | 1.0263 | 0.59408 | 2.6647 | 5.4013 | 1.376 | 1.1504 | 0 | 1.3522 | 0.94211 | 0 | 0.59408
2018-12-26 | 3 | 18 | Winter: On-Peak | Winter | 10 | heating | 0.63703 | 0.98182 | 1.0263 | 0.6419 | 2.5948 | 5.6831 | 1.2546 | 1.3276 | 0 | 1.5599 | 0.94211 | 0 | 0.6419
2018-12-26 | 3 | 19 | Winter: On-Peak |  | 10 | heating | 0.63703 | 0.98419 | 1.0263 | 0.64345 | 2.5948 | 5.6968 | 1.2546 | 1.3308 | 0 | 1.6764 | 0.94211 | 0 | 0.64345
2018-12-26 | 3 | 20 | Winter: On-Peak |  | 10 | heating | 0.63703 | 0.97072 | 1.0263 | 0.63464 | 2.5948 | 5.6188 | 1.2546 | 1.3125 | 0 | 1.5244 | 0.94211 | 0 | 0.63464
2018-12-26 | 3 | 21 | Winter: On-Peak |  | 12 | heating | 0.61564 | 0.95751 | 1.0263 | 0.60499 | 2.6647 | 5.5004 | 1.376 | 1.1715 | 0 | 1.4449 | 0.94211 | 0 | 0.60499
2018-12-26 | 3 | 22 | Winter: On-Peak |  | 12 | heating | 0.61564 | 0.94265 | 1.0263 | 0.5956 | 2.6647 | 5.4151 | 1.376 | 1.1534 | 0 | 1.2427 | 0.94211 | 0 | 0.5956
2018-12-26 | 3 | 23 | Winter: Off-Peak |  | 12 | heating | 0.61564 | 0.94451 | 1.0263 | 0.59677 | 2.6647 | 5.4257 | 1.376 | 1.1556 | 0 | 1.0298 | 0.94211 | 0 | 0.59677
2018-12-27 | 4 | 0 | Winter: Off-Peak |  | 12 | heating | 0.61564 | 0.97482 | 1.002 | 0.60136 | 2.6647 | 5.4674 | 1.376 | 1.1645 | 0 | 0.90669 | 1.0706 | 0 | 0.60136
2018-12-27 | 4 | 1 | Winter: Off-Peak |  | 12 | heating | 0.61564 | 1.0122 | 1.002 | 0.62445 | 2.6647 | 5.6774 | 1.376 | 1.2092 | 0 | 0.81803 | 1.0706 | 0 | 0.62445
2018-12-27 | 4 | 2 | Winter: Off-Peak |  | 12 | heating | 0.61564 | 1.051 | 1.002 | 0.64834 | 2.6647 | 5.8946 | 1.376 | 1.2555 | 0 | 0.74508 | 1.0706 | 0 | 0.64834
2018-12-27 | 4 | 3 | Winter: Off-Peak |  | 12 | heating | 0.61564 | 1.0924 | 1.002 | 0.6739 | 2.6647 | 6.127 | 1.376 | 1.305 | 0 | 0.69159 | 1.0706 | 0 | 0.6739
2018-12-27 | 4 | 4 | Winter: Off-Peak |  | 10 | heating | 0.63703 | 1.1348 | 1.002 | 0.7244 | 2.5948 | 6.4135 | 1.2546 | 1.4982 | 0 | 0.64739 | 1.0706 | 0 | 0.7244
2018-12-27 | 4 | 5 | Winter: Off-Peak |  | 10 | heating | 0.63703 | 1.1636 | 1.002 | 0.74274 | 2.5948 | 6.5758 | 1.2546 | 1.5361 | 0 | 0.7214 | 1.0706 | 0 | 0.74274
2018-12-27 | 4 | 6 | Winter: Off-Peak |  | 10 | heating | 0.63703 | 1.2084 | 1.002 | 0.77135 | 2.5948 | 6.8292 | 1.2546 | 1.5953 | 0 | 0.87787 | 1.0706 | 0 | 0.77135
2018-12-27 | 4 | 7 | Winter: On-Peak |  | 10 | heating | 0.63703 | 1.1637 | 1.002 | 0.74285 | 2.5948 | 6.5769 | 1.2546 | 1.5363 | 0 | 0.97331 | 1.0706 | 0 | 0.74285
2018-12-27 | 4 | 8 | Winter: On-Peak |  | 10 | heating | 0.63703 | 1.0942 | 1.002 | 0.69846 | 2.5948 | 6.1838 | 1.2546 | 1.4445 | 0 | 0.9494 | 1.0706 | 0 | 0.69846
2018-12-27 | 4 | 9 | Winter: On-Peak |  | 10 | heating | 0.63703 | 1.0343 | 1.002 | 0.66023 | 2.5948 | 5.8453 | 1.2546 | 1.3655 | 0 | 0.84085 | 1.0706 | 0 | 0.66023
2018-12-27 | 4 | 10 | Winter: On-Peak |  | 10 | heating | 0.63703 | 0.98112 | 1.002 | 0.62628 | 2.5948 | 5.5448 | 1.2546 | 1.2953 | 0 | 0.74504 | 1.0706 | 0 | 0.62628
2018-12-27 | 4 | 11 | Winter: On-Peak |  | 10 | heating | 0.63703 | 0.94956 | 1.002 | 0.60614 | 2.5948 | 5.3664 | 1.2546 | 1.2536 | 0 | 0.72851 | 1.0706 | 0 | 0.60614
2018-12-27 | 4 | 12 | Winter: On-Peak |  | 10 | heating | 0.63703 | 0.91648 | 1.002 | 0.58502 | 2.5948 | 5.1795 | 1.2546 | 1.2099 | 0 | 0.75911 | 1.0706 | 0 | 0.58502
2018-12-27 | 4 | 13 | Winter: On-Peak |  | 10 | heating | 0.63703 | 0.9004 | 1.002 | 0.57476 | 2.5948 | 5.0886 | 1.2546 | 1.1887 | 0 | 0.79116 | 1.0706 | 0 | 0.57476
2018-12-27 | 4 | 14 | Winter: On-Peak |  | 10 | heating | 0.63703 | 0.86033 | 1.002 | 0.54918 | 2.5948 | 4.8621 | 1.2546 | 1.1358 | 0 | 0.84356 | 1.0706 | 0 | 0.54918
2018-12-27 | 4 | 15 | Winter: On-Peak |  | 10 | heating | 0.63703 | 0.85755 | 1.002 | 0.5474 | 2.5948 | 4.8464 | 1.2546 | 1.1321 | 0 | 0.96593 | 1.0706 | 0 | 0.5474
2018-12-27 | 4 | 16 | Winter: On-Peak |  | 12 | heating | 0.61564 | 0.88345 | 1.002 | 0.545 | 2.6647 | 4.955 | 1.376 | 1.0554 | 0 | 1.1649 | 1.0706 | 0 | 0.545
2018-12-27 | 4 | 17 | Winter: On-Peak | Winter | 12 | heating | 0.61564 | 0.94026 | 1.002 | 0.58004 | 2.6647 | 5.2736 | 1.376 | 1.1232 | 0 | 1.3522 | 1.0706 | 0 | 0.58004
2018-12-27 | 4 | 18 | Winter: On-Peak | Winter | 14 | heating | 0.59425 | 0.98182 | 1.002 | 0.58464 | 2.7335 | 5.4528 | 1.5011 | 1.0646 | 0 | 1.5599 | 1.0706 | 0 | 0.58464
2018-12-27 | 4 | 19 | Winter: On-Peak |  | 16 | heating | 0.57285 | 0.98419 | 1.002 | 0.56495 | 2.8179 | 5.4319 | 1.6318 | 0.97563 | 0 | 1.6764 | 1.0706 | 0 | 0.56495
2018-12-27 | 4 | 20 | Winter: On-Peak |  | 16 | heating | 0.57285 | 0.97072 | 1.002 | 0.55722 | 2.8179 | 5.3575 | 1.6318 | 0.96228 | 0 | 1.5244 | 1.0706 | 0 | 0.55722
2018-12-27 | 4 | 21 | Winter: On-Peak |  | 14 | heating | 0.59425 | 0.95751 | 1.002 | 0.57016 | 2.7335 | 5.3178 | 1.5011 | 1.0383 | 0 | 1.4449 | 1.0706 | 0 | 0.57016
2018-12-27 | 4 | 22 | Winter: On-Peak |  | 14 | heating | 0.59425 | 0.94265 | 1.002 | 0.56131 | 2.7335 | 5.2352 | 1.5011 | 1.0222 | 0 | 1.2427 | 1.0706 | 0 | 0.56131
2018-12-27 | 4 | 23 | Winter: Off-Peak |  | 14 | heating | 0.59425 | 0.94451 | 1.002 | 0.56242 | 2.7335 | 5.2455 | 1.5011 | 1.0242 | 0 | 1.0298 | 1.0706 | 0 | 0.56242
2018-12-28 | 5 | 0 | Winter: Off-Peak |  | 12 | heating | 0.61564 | 0.97482 | 1.0078 | 0.60482 | 2.6647 | 5.4989 | 1.376 | 1.1712 | 0 | 0.90669 | 1.1856 | 0 | 0.60482
2018-12-28 | 5 | 1 | Winter: Off-Peak |  | 10 | heating | 0.63703 | 1.0122 | 1.0078 | 0.64986 | 2.5948 | 5.7535 | 1.2546 | 1.344 | 0 | 0.81803 | 1.1856 | 0 | 0.64986
2018-12-28 | 5 | 2 | Winter: Off-Peak |  | 10 | heating | 0.63703 | 1.051 | 1.0078 | 0.67472 | 2.5948 | 5.9737 | 1.2546 | 1.3954 | 0 | 0.74508 | 1.1856 | 0 | 0.67472
2018-12-28 | 5 | 3 | Winter: Off-Peak |  | 10 | heating | 0.63703 | 1.0924 | 1.0078 | 0.70132 | 2.5948 | 6.2092 | 1.2546 | 1.4505 | 0 | 0.69159 | 1.1856 | 0 | 0.70132
2018-12-28 | 5 | 4 | Winter: Off-Peak |  | 7 | heating | 0.66912 | 1.1348 | 1.0078 | 0.76526 | 2.48 | 6.4755 | 1.1216 | 1.6921 | 0 | 0.64739 | 1.1856 | 0 | 0.76526
2018-12-28 | 5 | 5 | Winter: Off-Peak |  | 3 | heating | 0.7119 | 1.1636 | 1.0078 | 0.8348 | 2.2496 | 6.4077 | #N/A | 0 | 0 | 0.7214 | 1.1856 | 0 | 0.8348
2018-12-28 | 5 | 6 | Winter: Off-Peak |  | 3 | heating | 0.7119 | 1.2084 | 1.0078 | 0.86697 | 2.2496 | 6.6546 | #N/A | 0 | 0 | 0.87787 | 1.1856 | 0 | 0.86697
2018-12-28 | 5 | 7 | Winter: On-Peak |  | 1 | heating | 0.73329 | 1.1637 | 1.0078 | 0.86002 | 2.2891 | 6.717 | #N/A | 0 | 0 | 0.97331 | 1.1856 | 0 | 0.86002
2018-12-28 | 5 | 8 | Winter: On-Peak |  | 0 | heating | 0.74399 | 1.0942 | 1.0078 | 0.82042 | 2.2465 | 6.2887 | #N/A | 0 | 0 | 0.9494 | 1.1856 | 0 | 0.82042
2018-12-28 | 5 | 9 | Winter: On-Peak |  | 7 | heating | 0.66912 | 1.0343 | 1.0078 | 0.69747 | 2.48 | 5.9019 | 1.1216 | 1.5422 | 0 | 0.84085 | 1.1856 | 0 | 0.69747
2018-12-28 | 5 | 10 | Winter: On-Peak |  | 12 | heating | 0.61564 | 0.98112 | 1.0078 | 0.60873 | 2.6647 | 5.5344 | 1.376 | 1.1788 | 0 | 0.74504 | 1.1856 | 0 | 0.60873
2018-12-28 | 5 | 11 | Winter: On-Peak |  | 18 | heating | 0.55146 | 0.94956 | 1.0078 | 0.52773 | 2.905 | 5.2308 | 1.7642 | 0.869 | 0 | 0.72851 | 1.1856 | 0 | 0.52773
2018-12-28 | 5 | 12 | Winter: On-Peak |  | 25 | heating | 0.47659 | 0.91648 | 1.0078 | 0.4402 | 3.0939 | 4.6469 | 2.1844 | 0.62349 | 0 | 0.75911 | 1.1856 | 0 | 0.4402
2018-12-28 | 5 | 13 | Winter: On-Peak |  | 27 | heating | 0.4552 | 0.9004 | 1.0078 | 0.41306 | 3.1144 | 4.3893 | 2.2875 | 0.56236 | 0 | 0.79116 | 1.1856 | 0 | 0.41306
2018-12-28 | 5 | 14 | Winter: On-Peak |  | 27 | heating | 0.4552 | 0.86033 | 1.0078 | 0.39468 | 3.1144 | 4.1939 | 2.2875 | 0.53734 | 0 | 0.84356 | 1.1856 | 0 | 0.39468
2018-12-28 | 5 | 15 | Winter: On-Peak |  | 28 | heating | 0.4445 | 0.85755 | 1.0078 | 0.38416 | 3.0942 | 4.0557 | 2.2833 | 0.52058 | 0 | 0.96593 | 1.1856 | 0 | 0.38416
2018-12-28 | 5 | 16 | Winter: On-Peak |  | 27 | heating | 0.4552 | 0.88345 | 1.0078 | 0.40528 | 3.1144 | 4.3066 | 2.2875 | 0.55177 | 0 | 1.1649 | 1.1856 | 0 | 0.40528
2018-12-28 | 5 | 17 | Winter: On-Peak | Winter | 25 | heating | 0.47659 | 0.94026 | 1.0078 | 0.45162 | 3.0939 | 4.7675 | 2.1844 | 0.63966 | 0 | 1.3522 | 1.1856 | 0 | 0.45162
2018-12-28 | 5 | 18 | Winter: On-Peak | Winter | 23 | heating | 0.49798 | 0.98182 | 1.0078 | 0.49275 | 3.0593 | 5.1434 | 2.0731 | 0.72713 | 0 | 1.5599 | 1.1856 | 0 | 0.49275
2018-12-28 | 5 | 19 | Winter: On-Peak |  | 21 | heating | 0.51937 | 0.98419 | 1.0078 | 0.51515 | 3.0223 | 5.3122 | 1.9597 | 0.79448 | 0 | 1.6764 | 1.1856 | 0 | 0.51515
2018-12-28 | 5 | 20 | Winter: On-Peak |  | 19 | heating | 0.54077 | 0.97072 | 1.0078 | 0.52903 | 2.9438 | 5.3137 | 1.829 | 0.85149 | 0 | 1.5244 | 1.1856 | 0 | 0.52903
2018-12-28 | 5 | 21 | Winter: On-Peak |  | 16 | heating | 0.57285 | 0.95751 | 1.0078 | 0.55279 | 2.8179 | 5.315 | 1.6318 | 0.95464 | 0 | 1.4449 | 1.1856 | 0 | 0.55279
2018-12-28 | 5 | 22 | Winter: On-Peak |  | 12 | heating | 0.61564 | 0.94265 | 1.0078 | 0.58486 | 2.6647 | 5.3174 | 1.376 | 1.1326 | 0 | 1.2427 | 1.1856 | 0 | 0.58486
2018-12-28 | 5 | 23 | Winter: Off-Peak |  | 14 | heating | 0.59425 | 0.94451 | 1.0078 | 0.56565 | 2.7335 | 5.2757 | 1.5011 | 1.0301 | 0 | 1.0298 | 1.1856 | 0 | 0.56565
2018-12-29 | 6 | 0 | Winter: Off-Peak |  | 16 | heating | 0.57285 | 0.97482 | 0.98855 | 0.55203 | 2.8179 | 5.3077 | 1.6318 | 0.95332 | 0 | 0.90669 | 1.0113 | 0 | 0.55203
2018-12-29 | 6 | 1 | Winter: Off-Peak |  | 16 | heating | 0.57285 | 1.0122 | 0.98855 | 0.57323 | 2.8179 | 5.5114 | 1.6318 | 0.98992 | 0 | 0.81803 | 1.0113 | 0 | 0.57323
2018-12-29 | 6 | 2 | Winter: Off-Peak |  | 18 | heating | 0.55146 | 1.051 | 0.98855 | 0.57293 | 2.905 | 5.6788 | 1.7642 | 0.94343 | 0 | 0.74508 | 1.0113 | 0 | 0.57293
2018-12-29 | 6 | 3 | Winter: Off-Peak |  | 19 | heating | 0.54077 | 1.0924 | 0.98855 | 0.58397 | 2.9438 | 5.8655 | 1.829 | 0.93992 | 0 | 0.69159 | 1.0113 | 0 | 0.58397
2018-12-29 | 6 | 4 | Winter: Off-Peak |  | 19 | heating | 0.54077 | 1.1348 | 0.98855 | 0.60665 | 2.9438 | 6.0933 | 1.829 | 0.97642 | 0 | 0.64739 | 1.0113 | 0 | 0.60665
2018-12-29 | 6 | 5 | Winter: Off-Peak |  | 19 | heating | 0.54077 | 1.1636 | 0.98855 | 0.62201 | 2.9438 | 6.2475 | 1.829 | 1.0011 | 0 | 0.7214 | 1.0113 | 0 | 0.62201
2018-12-29 | 6 | 6 | Winter: Off-Peak |  | 21 | heating | 0.51937 | 1.2084 | 0.98855 | 0.62042 | 3.0223 | 6.3978 | 1.9597 | 0.95682 | 0 | 0.87787 | 1.0113 | 0 | 0.62042
2018-12-29 | 6 | 7 | Winter: Off-Peak |  | 21 | heating | 0.51937 | 1.1637 | 0.98855 | 0.5975 | 3.0223 | 6.1614 | 1.9597 | 0.92147 | 0 | 0.97331 | 1.0113 | 0 | 0.5975
2018-12-29 | 6 | 8 | Winter: Off-Peak |  | 21 | heating | 0.51937 | 1.0942 | 0.98855 | 0.56179 | 3.0223 | 5.7932 | 1.9597 | 0.8664 | 0 | 0.9494 | 1.0113 | 0 | 0.56179
2018-12-29 | 6 | 9 | Winter: Off-Peak |  | 21 | heating | 0.51937 | 1.0343 | 0.98855 | 0.53104 | 3.0223 | 5.4761 | 1.9597 | 0.81898 | 0 | 0.84085 | 1.0113 | 0 | 0.53104
2018-12-29 | 6 | 10 | Winter: Off-Peak |  | 25 | heating | 0.47659 | 0.98112 | 0.98855 | 0.46224 | 3.0939 | 4.8796 | 2.1844 | 0.65471 | 0 | 0.74504 | 1.0113 | 0 | 0.46224
2018-12-29 | 6 | 11 | Winter: Off-Peak |  | 27 | heating | 0.4552 | 0.94956 | 0.98855 | 0.42729 | 3.1144 | 4.5405 | 2.2875 | 0.58174 | 0 | 0.72851 | 1.0113 | 0 | 0.42729
2018-12-29 | 6 | 12 | Winter: Off-Peak |  | 27 | heating | 0.4552 | 0.91648 | 0.98855 | 0.4124 | 3.1144 | 4.3823 | 2.2875 | 0.56147 | 0 | 0.75911 | 1.0113 | 0 | 0.4124
2018-12-29 | 6 | 13 | Winter: Off-Peak |  | 28 | heating | 0.4445 | 0.9004 | 0.98855 | 0.39565 | 3.0942 | 4.177 | 2.2833 | 0.53616 | 0 | 0.79116 | 1.0113 | 0 | 0.39565
2018-12-29 | 6 | 14 | Winter: Off-Peak |  | 30 | heating | 0.42311 | 0.86033 | 0.98855 | 0.35985 | 3.0748 | 3.7752 | 2.334 | 0.47406 | 0 | 0.84356 | 1.0113 | 0 | 0.35985
2018-12-29 | 6 | 15 | Winter: Off-Peak |  | 30 | heating | 0.42311 | 0.85755 | 0.98855 | 0.35868 | 3.0748 | 3.763 | 2.334 | 0.47252 | 0 | 0.96593 | 1.0113 | 0 | 0.35868
2018-12-29 | 6 | 16 | Winter: Off-Peak |  | 30 | heating | 0.42311 | 0.88345 | 0.98855 | 0.36952 | 3.0748 | 3.8766 | 2.334 | 0.4868 | 0 | 1.1649 | 1.0113 | 0 | 0.36952
2018-12-29 | 6 | 17 | Winter: Off-Peak |  | 28 | heating | 0.4445 | 0.94026 | 0.98855 | 0.41316 | 3.0942 | 4.3619 | 2.2833 | 0.55989 | 0 | 1.3522 | 1.0113 | 0 | 0.41316
2018-12-29 | 6 | 18 | Winter: Off-Peak |  | 28 | heating | 0.4445 | 0.98182 | 0.98855 | 0.43143 | 3.0942 | 4.5547 | 2.2833 | 0.58464 | 0 | 1.5599 | 1.0113 | 0 | 0.43143
2018-12-29 | 6 | 19 | Winter: Off-Peak |  | 28 | heating | 0.4445 | 0.98419 | 0.98855 | 0.43246 | 3.0942 | 4.5657 | 2.2833 | 0.58605 | 0 | 1.6764 | 1.0113 | 0 | 0.43246
2018-12-29 | 6 | 20 | Winter: Off-Peak |  | 28 | heating | 0.4445 | 0.97072 | 0.98855 | 0.42655 | 3.0942 | 4.5032 | 2.2833 | 0.57803 | 0 | 1.5244 | 1.0113 | 0 | 0.42655
2018-12-29 | 6 | 21 | Winter: Off-Peak |  | 27 | heating | 0.4552 | 0.95751 | 0.98855 | 0.43087 | 3.1144 | 4.5785 | 2.2875 | 0.58661 | 0 | 1.4449 | 1.0113 | 0 | 0.43087
2018-12-29 | 6 | 22 | Winter: Off-Peak |  | 27 | heating | 0.4552 | 0.94265 | 0.98855 | 0.42418 | 3.1144 | 4.5074 | 2.2875 | 0.5775 | 0 | 1.2427 | 1.0113 | 0 | 0.42418
2018-12-29 | 6 | 23 | Winter: Off-Peak |  | 27 | heating | 0.4552 | 0.94451 | 0.98855 | 0.42501 | 3.1144 | 4.5163 | 2.2875 | 0.57864 | 0 | 1.0298 | 1.0113 | 0 | 0.42501
2018-12-30 | 7 | 0 | Winter: Off-Peak |  | 25 | heating | 0.47659 | 0.97482 | 0.93761 | 0.4356 | 3.0939 | 4.5984 | 2.1844 | 0.61698 | 0 | 0.90669 | 1.0096 | 0 | 0.4356
2018-12-30 | 7 | 1 | Winter: Off-Peak |  | 25 | heating | 0.47659 | 1.0122 | 0.93761 | 0.45233 | 3.0939 | 4.775 | 2.1844 | 0.64067 | 0 | 0.81803 | 1.0096 | 0 | 0.45233
2018-12-30 | 7 | 2 | Winter: Off-Peak |  | 23 | heating | 0.49798 | 1.051 | 0.93761 | 0.49071 | 3.0593 | 5.1222 | 2.0731 | 0.72413 | 0 | 0.74508 | 1.0096 | 0 | 0.49071
2018-12-30 | 7 | 3 | Winter: Off-Peak |  | 25 | heating | 0.47659 | 1.0924 | 0.93761 | 0.48815 | 3.0939 | 5.1531 | 2.1844 | 0.69141 | 0 | 0.69159 | 1.0096 | 0 | 0.48815
2018-12-30 | 7 | 4 | Winter: Off-Peak |  | 21 | heating | 0.51937 | 1.1348 | 0.93761 | 0.55263 | 3.0223 | 5.6987 | 1.9597 | 0.85227 | 0 | 0.64739 | 1.0096 | 0 | 0.55263
2018-12-30 | 7 | 5 | Winter: Off-Peak |  | 18 | heating | 0.55146 | 1.1636 | 0.93761 | 0.60162 | 2.905 | 5.9632 | 1.7642 | 0.99067 | 0 | 0.7214 | 1.0096 | 0 | 0.60162
2018-12-30 | 7 | 6 | Winter: Off-Peak |  | 18 | heating | 0.55146 | 1.2084 | 0.93761 | 0.6248 | 2.905 | 6.193 | 1.7642 | 1.0288 | 0 | 0.87787 | 1.0096 | 0 | 0.6248
2018-12-30 | 7 | 7 | Winter: Off-Peak |  | 18 | heating | 0.55146 | 1.1637 | 0.93761 | 0.60172 | 2.905 | 5.9642 | 1.7642 | 0.99083 | 0 | 0.97331 | 1.0096 | 0 | 0.60172
2018-12-30 | 7 | 8 | Winter: Off-Peak |  | 18 | heating | 0.55146 | 1.0942 | 0.93761 | 0.56576 | 2.905 | 5.6077 | 1.7642 | 0.93162 | 0 | 0.9494 | 1.0096 | 0 | 0.56576
2018-12-30 | 7 | 9 | Winter: Off-Peak |  | 19 | heating | 0.54077 | 1.0343 | 0.93761 | 0.52442 | 2.9438 | 5.2674 | 1.829 | 0.84407 | 0 | 0.84085 | 1.0096 | 0 | 0.52442
2018-12-30 | 7 | 10 | Winter: Off-Peak |  | 25 | heating | 0.47659 | 0.98112 | 0.93761 | 0.43842 | 3.0939 | 4.6282 | 2.1844 | 0.62097 | 0 | 0.74504 | 1.0096 | 0 | 0.43842
2018-12-30 | 7 | 11 | Winter: Off-Peak |  | 28 | heating | 0.4445 | 0.94956 | 0.93761 | 0.39575 | 3.0942 | 4.178 | 2.2833 | 0.53629 | 0 | 0.72851 | 1.0096 | 0 | 0.39575
2018-12-30 | 7 | 12 | Winter: Off-Peak |  | 36 | heating | 0.35894 | 0.91648 | 0.93761 | 0.30843 | 3.2767 | 3.4484 | 2.7263 | 0.3707 | 0 | 0.75911 | 1.0096 | 0 | 0.30843
2018-12-30 | 7 | 13 | Winter: Off-Peak |  | 34 | heating | 0.38033 | 0.9004 | 0.93761 | 0.32108 | 3.1618 | 3.4638 | 2.5824 | 0.39311 | 0 | 0.79116 | 1.0096 | 0 | 0.32108
2018-12-30 | 7 | 14 | Winter: Off-Peak |  | 37 | heating | 0.34824 | 0.86033 | 0.93761 | 0.28091 | 3.3551 | 3.2157 | 2.8034 | 0.33619 | 0 | 0.84356 | 1.0096 | 0 | 0.28091
2018-12-30 | 7 | 15 | Winter: Off-Peak |  | 36 | heating | 0.35894 | 0.85755 | 0.93761 | 0.2886 | 3.2767 | 3.2266 | 2.7263 | 0.34686 | 0 | 0.96593 | 1.0096 | 0 | 0.2886
2018-12-30 | 7 | 16 | Winter: Off-Peak |  | 34 | heating | 0.38033 | 0.88345 | 0.93761 | 0.31504 | 3.1618 | 3.3986 | 2.5824 | 0.38571 | 0 | 1.1649 | 1.0096 | 0 | 0.31504
2018-12-30 | 7 | 17 | Winter: Off-Peak |  | 28 | heating | 0.4445 | 0.94026 | 0.93761 | 0.39187 | 3.0942 | 4.1371 | 2.2833 | 0.53104 | 0 | 1.3522 | 1.0096 | 0 | 0.39187
2018-12-30 | 7 | 18 | Winter: Off-Peak |  | 27 | heating | 0.4552 | 0.98182 | 0.93761 | 0.41904 | 3.1144 | 4.4528 | 2.2875 | 0.57051 | 0 | 1.5599 | 1.0096 | 0 | 0.41904
2018-12-30 | 7 | 19 | Winter: Off-Peak |  | 25 | heating | 0.47659 | 0.98419 | 0.93761 | 0.43979 | 3.0939 | 4.6426 | 2.1844 | 0.62291 | 0 | 1.6764 | 1.0096 | 0 | 0.43979
2018-12-30 | 7 | 20 | Winter: Off-Peak |  | 25 | heating | 0.47659 | 0.97072 | 0.93761 | 0.43377 | 3.0939 | 4.5791 | 2.1844 | 0.61439 | 0 | 1.5244 | 1.0096 | 0 | 0.43377
2018-12-30 | 7 | 21 | Winter: Off-Peak |  | 21 | heating | 0.51937 | 0.95751 | 0.93761 | 0.46628 | 3.0223 | 4.8083 | 1.9597 | 0.7191 | 0 | 1.4449 | 1.0096 | 0 | 0.46628
2018-12-30 | 7 | 22 | Winter: Off-Peak |  | 21 | heating | 0.51937 | 0.94265 | 0.93761 | 0.45904 | 3.0223 | 4.7337 | 1.9597 | 0.70795 | 0 | 1.2427 | 1.0096 | 0 | 0.45904
2018-12-30 | 7 | 23 | Winter: Off-Peak |  | 23 | heating | 0.49798 | 0.94451 | 0.93761 | 0.441 | 3.0593 | 4.6033 | 2.0731 | 0.65078 | 0 | 1.0298 | 1.0096 | 0 | 0.441
2018-12-31 | 1 | 0 | Winter: Off-Peak |  | 21 | heating | 0.51937 | 0.97482 | 1.0177 | 0.51527 | 3.0223 | 5.3135 | 1.9597 | 0.79466 | 0 | 0.90669 | 0.9441 | 0 | 0.51527
2018-12-31 | 1 | 1 | Winter: Off-Peak |  | 21 | heating | 0.51937 | 1.0122 | 1.0177 | 0.53505 | 3.0223 | 5.5175 | 1.9597 | 0.82517 | 0 | 0.81803 | 0.9441 | 0 | 0.53505
2018-12-31 | 1 | 2 | Winter: Off-Peak |  | 25 | heating | 0.47659 | 1.051 | 1.0177 | 0.50976 | 3.0939 | 5.3813 | 2.1844 | 0.72202 | 0 | 0.74508 | 0.9441 | 0 | 0.50976
2018-12-31 | 1 | 3 | Winter: Off-Peak |  | 25 | heating | 0.47659 | 1.0924 | 1.0177 | 0.52986 | 3.0939 | 5.5934 | 2.1844 | 0.75049 | 0 | 0.69159 | 0.9441 | 0 | 0.52986
2018-12-31 | 1 | 4 | Winter: Off-Peak |  | 25 | heating | 0.47659 | 1.1348 | 1.0177 | 0.55044 | 3.0939 | 5.8107 | 2.1844 | 0.77963 | 0 | 0.64739 | 0.9441 | 0 | 0.55044
2018-12-31 | 1 | 5 | Winter: Off-Peak |  | 25 | heating | 0.47659 | 1.1636 | 1.0177 | 0.56437 | 3.0939 | 5.9578 | 2.1844 | 0.79937 | 0 | 0.7214 | 0.9441 | 0 | 0.56437
2018-12-31 | 1 | 6 | Winter: Off-Peak |  | 25 | heating | 0.47659 | 1.2084 | 1.0177 | 0.58612 | 3.0939 | 6.1873 | 2.1844 | 0.83017 | 0 | 0.87787 | 0.9441 | 0 | 0.58612
2018-12-31 | 1 | 7 | Winter: On-Peak |  | 25 | heating | 0.47659 | 1.1637 | 1.0177 | 0.56446 | 3.0939 | 5.9587 | 2.1844 | 0.7995 | 0 | 0.97331 | 0.9441 | 0 | 0.56446
2018-12-31 | 1 | 8 | Winter: On-Peak |  | 25 | heating | 0.47659 | 1.0942 | 1.0177 | 0.53073 | 3.0939 | 5.6026 | 2.1844 | 0.75172 | 0 | 0.9494 | 0.9441 | 0 | 0.53073
2018-12-31 | 1 | 9 | Winter: On-Peak |  | 27 | heating | 0.4552 | 1.0343 | 1.0177 | 0.47916 | 3.1144 | 5.0916 | 2.2875 | 0.65235 | 0 | 0.84085 | 0.9441 | 0 | 0.47916
2018-12-31 | 1 | 10 | Winter: On-Peak |  | 30 | heating | 0.42311 | 0.98112 | 1.0177 | 0.42248 | 3.0748 | 4.4323 | 2.334 | 0.55657 | 0 | 0.74504 | 0.9441 | 0 | 0.42248
2018-12-31 | 1 | 11 | Winter: On-Peak |  | 36 | heating | 0.35894 | 0.94956 | 1.0177 | 0.34687 | 3.2767 | 3.8781 | 2.7263 | 0.4169 | 0 | 0.72851 | 0.9441 | 0 | 0.34687
2018-12-31 | 1 | 12 | Winter: On-Peak |  | 41 | heating | 0.30546 | 0.91648 | 1.0177 | 0.28491 | 3.629 | 3.5278 | 3.0928 | 0.33431 | 0 | 0.75911 | 0.9441 | 0 | 0.28491
2018-12-31 | 1 | 13 | Winter: On-Peak |  | 45 | heating | 0.26267 | 0.9004 | 1.0177 | 0.2407 | 3.8226 | 3.1394 | 3.3575 | 0.27405 | 0 | 0.79116 | 0.9441 | 0 | 0.2407
2018-12-31 | 1 | 14 | Winter: On-Peak |  | 45 | heating | 0.26267 | 0.86033 | 1.0177 | 0.22999 | 3.8226 | 2.9997 | 3.3575 | 0.26185 | 0 | 0.84356 | 0.9441 | 0 | 0.22999
2018-12-31 | 1 | 15 | Winter: On-Peak |  | 46 | heating | 0.25198 | 0.85755 | 1.0177 | 0.21991 | 3.8708 | 2.9045 | 3.4229 | 0.24869 | 0 | 0.96593 | 0.9441 | 0 | 0.21991
2018-12-31 | 1 | 16 | Winter: On-Peak |  | 41 | heating | 0.30546 | 0.88345 | 1.0177 | 0.27464 | 3.629 | 3.4006 | 3.0928 | 0.32226 | 0 | 1.1649 | 0.9441 | 0 | 0.27464
2018-12-31 | 1 | 17 | Winter: On-Peak | Winter | 37 | heating | 0.34824 | 0.94026 | 1.0177 | 0.33324 | 3.3551 | 3.8148 | 2.8034 | 0.39882 | 0 | 1.3522 | 0.9441 | 0 | 0.33324
2018-12-31 | 1 | 18 | Winter: On-Peak | Winter | 37 | heating | 0.34824 | 0.98182 | 1.0177 | 0.34797 | 3.3551 | 3.9834 | 2.8034 | 0.41645 | 0 | 1.5599 | 0.9441 | 0 | 0.34797
2018-12-31 | 1 | 19 | Winter: On-Peak |  | 37 | heating | 0.34824 | 0.98419 | 1.0177 | 0.34881 | 3.3551 | 3.993 | 2.8034 | 0.41745 | 0 | 1.6764 | 0.9441 | 0 | 0.34881
2018-12-31 | 1 | 20 | Winter: On-Peak |  | 36 | heating | 0.35894 | 0.97072 | 1.0177 | 0.3546 | 3.2767 | 3.9645 | 2.7263 | 0.42619 | 0 | 1.5244 | 0.9441 | 0 | 0.3546
2018-12-31 | 1 | 21 | Winter: On-Peak |  | 37 | heating | 0.34824 | 0.95751 | 1.0177 | 0.33936 | 3.3551 | 3.8848 | 2.8034 | 0.40614 | 0 | 1.4449 | 0.9441 | 0 | 0.33936
2018-12-31 | 1 | 22 | Winter: On-Peak |  | 37 | heating | 0.34824 | 0.94265 | 1.0177 | 0.33409 | 3.3551 | 3.8245 | 2.8034 | 0.39983 | 0 | 1.2427 | 0.9441 | 0 | 0.33409
2018-12-31 | 1 | 23 | Winter: Off-Peak |  | 37 | heating | 0.34824 | 0.94451 | 1.0177 | 0.33475 | 3.3551 | 3.832 | 2.8034 | 0.40062 | 0 | 1.0298 | 0.9441 | 0 | 0.33475
Note on F1: John Walczyk: WBAN:54740 (726115) (5/1/2010 - 4/30/2011) This station, this year produced the closest consumption estimates
Note on AH10: John Walczyk: Off-peak demand was 10% greater than on peak.
Note on AH15: John Walczyk: Off peak demand, 29% less than on-peak

## Current Product List (3.9.17)
DISCLAIMER- Some of the performance values reported as part of the Cold-Climate ASHP Specification are NOT derived from industry standard test procedures or third-party tested/verified (i.e. performance values at 5°F). Performance in some instances may be represented by manufacturer’s engineering data.
Products added to list since previous update highlighted in pink
General Information | [11 empty] | Condition 1 Performance - (47°F/70°F) | [8 empty] | Condition 2 Performance - (17°F/70°F) | [8 empty] | Condition 3 Performance - (5°F/70°F)* | [9 empty] | Pan Heater Data |  |  | OPTIONAL Condition 4 Performance - (X°F/70°F)*
[12 empty] | Capacity (btu/hr) |  |  | Input Power (kW) |  |  | COP |  |  | Capacity (btu/hr) |  |  | Input Power (kW) |  |  | COP |  |  | Capacity (btu/hr) |  | Input Power (kW) |  | COP | [9 empty] | Capacity (btu/hr) |  |  | Input Power (kW) |  | COP
Updated: April 27, 2017
Manufacturer | Brand (if applicable) | AHRI Certificate No. | Outdoor Unit Model | Indoor Unit Model(s) | HSPF (Region IV): | SEER | EER (@ 95°F) | ENERGY STAR Certified | Ductless or Centrally Ducted | If Ductless, Multi-zone or Single-zone? |  | Minimum Capacity 47°F | Rated Capacity 47°F | Maximum Capacity 47°F | Input Power at Min. Capcaity 47°F | Rated Input Power 47°F | Input Power at Max. Capacity 47°F | COP at Min. Capacity 47°F | COP at Rated Capacity 47°F | COP at Max. Capacity 47°F | Minimum Capacity 17°F | Rated Capacity 17°F | Maximum Capacity 17°F | Input Power at Min. Capacity 17°F | Input Power at Rated Capacity 17°F | Input Power at Max. Capacity 17°F | COP at Min. Capacity 17°F | COP at Rated Capacity 17°F | COP at Max. Capacity 17°F | Minimum Capacity 5°F | Maximum Capacity 5°F | Input Power at Min. Capacity 5°F | Input Power at Max. Capacity 5°F | COP at Min. Capacity 5°F |  | COP at Max. Capacity 5°F | Maintenance Capacity (Max 5°F/Max 47°F) | Maintenance Capacity (Max 5°F/Max 17°F) |  | Integrated or Accessory (provide model #) | Input Power (W) | What determines when heater operates? | Outdoor Dry Bulb (°F) | Minimum Capactity X°F |  | Maximum Capacity X°F | Input Power at Min. Capacity X°F | Input Power at Max. Capacity X°F | COP at Min. Capacity X°F | COP at Max. Capacity X°F
American Standard | American Standard | 7151530 | 4TXK2709A10N0AA | 4MXW2709A10N0AA | 10 | 27 | 14.5 | Yes | Ductless | Single-zone |  | 2200 | 9800 | 11000 | 0.1 | 0.65 | 1.25 | 6.4476 | 4.4186 | 2.579 | 1989 | 5800 | 10630.675 | 0.12 | 0.62822 | 1.2595 | 4.8577 | 2.7058 | 2.4736 | 1480 | 8000 | 0.15 | 1.095 | 2.8916 |  | 2.1412 | 72.73% | 75.25% |  | Integrated | 72W | Heater on below 34°F | N/A
American Standard | American Standard | 7151532 | 4TXK2712A10NAA | 4MXW2712A10N0AA | 10 | 25 | 13 | Yes | Ductless | Single-zone |  | 2400 | 13000 | 14000 | 0.1 | 0.96 | 1.35 | 7.0337 | 3.9687 | 3.0393 | 2200 | 8000 | 8700 | 0.09 | 0.75 | 1.01 | 7.164 | 3.1261 | 2.5245 | 2100 | 8300 | 0.085 | 1.131 | 7.2406 |  | 2.1507 | 59.29% | 95.4% |  | Integrated | 72W | Heater on below 34°F | N/A
American Standard | American Standard | 7151534 | 4TXK2718A10N0AA | 4MXW2718A10N0AA | 10 | 21 | 12.5 | Yes | Ductless | Single-zone |  | 3412 | 19000 | 23202 | 0.4 | 1.58 | 2.5 | 2.4999 | 3.5243 | 2.7199 | 2729 | 12100 | 19674 | 0.41 | 1.26 | 2.57 | 1.9507 | 2.8144 | 2.2435 | 2388 | 15400 | 0.42 | 2.29 | 1.6663 |  | 1.9709 | 66.37% | 78.28% |  | Integrated | 160W | Heater on below 34°F | N/A
American Standard | American Standard | 9150122 | 4TXK3809A10NUAA | 4MXW3809A10NUAA | 15 | 38 | 16.5 | Yes | Ductless | Singlezone |  | 2300 | 9000 | 13600 | 0.2 | 0.59 | 1.5 | 3.3703 | 4.4706 | 2.6572 | 3545 | 5600 | 14610.8 | 0.365 | 0.74596 | 1.7826 | 2.8464 | 2.2001 | 2.4021 | 1745 | 12210 | 0.28 | 1.72 | 1.8265 |  | 2.0805 | 89.78% | 83.57% |  | Integrated | 72W | Heater on below 34°F | N/A
American Standard | American Standard | 9150124 | 4TXK3812A10NUAA | 4MXW3812A10NUAA | 14 | 30.5 | 15.3 | Yes | Ductless | Singlezone |  | 3000 | 12200 | 18700 | 0.25 | 0.94 | 1.6 | 3.5169 | 3.8037 | 3.4253 | 2800 | 8100 | 9000 | 0.23 | 0.74 | 1 | 3.5678 | 3.2079 | 2.6376 | 2600 | 13304 | 0.22 | 1.789 | 3.4636 |  | 2.1794 | 71.14% | 147.8% |  | Integrated | 72W | Heater on below 34°F | N/A
American Standard | American Standard | 9150126 | 4TXK3818A10NUAA | 4MXW3818A10NUAA | 12 | 24.5 | 13.5 | Yes | Ductless | Singlezone |  | 3700 | 18000 | 24400 | 0.35 | 1.5 | 2.5 | 3.0982 | 3.5169 | 2.8604 | 3070 | 14200 | 23100 | 0.36 | 1.455 | 3.25 | 2.4992 | 2.8602 | 2.0831 | 2388 | 20634 | 0.37 | 3.3 | 1.8915 |  | 1.8325 | 84.57% | 89.32% |  | Integrated | 160W | Heater on below 34°F | N/A
American Standard | American Standard | 9150128 | 4TXK3824A10NUAA | 4MXW3824A10NUAA | 12 | 21.5 | 13 | Yes | Ductless | Singlezone |  | 6800 | 24000 | 32400 | 0.38 | 2 | 3.7 | 5.2444 | 3.5169 | 2.5664 | 3396 | 15500 | 26263 | 0.344 | 1.57 | 3.381 | 2.8932 | 2.8934 | 2.2765 | 2887 | 24233 | 0.33 | 3.175 | 2.5639 |  | 2.2368 | 74.79% | 92.27% |  | Integrated | 160W | Heater on below 34°F | N/A
International Comfort Products | ARCOAIRE | 8177085 | DLCAHB09K1A | DLFAHH09K1A | 10.3 | 30.5 | 15.7 | Yes | Ductless | Single-zone |  | 2388 | 9000 | 13240 | 0.2 | 0.61 | 1.345 | 3.499 | 4.32 | 2.885 | 2388 | 5500 | 13240 | 0.2 | 0.557 | 1.345 | 3.499 | 2.893 | 2.885 | 2388 | 10488 | 0.4 | 1.553 | 1.749 |  | 1.979 | 79.21% | 79.21% |  | Integrated | 3000 | The heater will operated based on temperature, it will activate at 37F outdoor ambient and below. | -22 | 2388 | z | 8560 | 0.6 | 1.367 | 1.166 | 1.835
International Comfort Products | ARCOAIRE | 8177094 | DLCAHB12K1A | DLFAHH12K1A | 10.3 | 23 | 12.7 | Yes | Ductless | Single-zone |  | 3071 | 13000 | 13000 | 0.2 | 1.212 | 1.22 | 4.5 | 3.143 | 3.12 | 3071 | 13000 | 13000 | 0.2 | 1.212 | 1.22 | 4.5 | 3.143 | 3.12 | 3071 | 13000 | 0.4 | 1.38 | 2.25 |  | 2.76 | 100% | 100% |  | Integrated | 2994 | The heater will operated based on temperature, it will activate at 37F outdoor ambient and below. | -22 | 3071 | z | 9800 | 0.6 | 1.44 | 1.5 | 1.99
International Comfort Products | ARCOAIRE | 8177103 | DLCAHB18K1A | DLFAHH18K1A | 10.3 | 21 | 12.5 | Yes | Ductless | Single-zone |  | 3753 | 19000 | 24566 | 0.35 | 1.797 | 2.5 | 3.14 | 3.098 | 2.879 | 3753 | 12717 | 24566 | 0.35 | 1.49 | 2.5 | 3.14 | 2.501 | 2.879 | 3753 | 19190 | 0.55 | 1.97 | 1.999 |  | 2.85 | 78.12% | 78.12% |  | Integrated | 3000 | The heater will operated based on temperature, it will activate at 37F outdoor ambient and below. | -22 | 3753 | z | 15430 | 0.75 | 2.14 | 1.466 | 2.113
Bosch | Bosch | 9966844 | BMS500-AAS024-1CSXXA | BMS500-AAU024-1AHXXA | 10 | 20 | 12.5 | Yes | Ductless | Single-zone |  | 7200 | 25000 | 29140 | 0.36 | 2.459 | 2.603 | 5.8614 | 2.9796 | 3.2809 | 5690 | 16000 | 18650 | 0.486 | 1.906 | 2.478 | 3.4312 | 2.4602 | 2.2057 | 5122 | 15815 | 0.471 | 2.635 | 3.1871 |  | 1.759 | 54.27% | 84.8% |  | Integrated | 150 | 1.When the unit power is on/in heating mode,and if the outdoor temperature drops below 3oC for 30 seconds,after running for 25mins, the base pan heater will be actived for 5 minutes. 2.In defrost mode and the outdoor temperature lower 1oC for 10 seconds the base pan heater will be actived and will be 5 mins delay inactive after defrost. | N/A
Bosch | Bosch | 9966838 | BMS500-AAS009-1CSXXA | BMS500-AAU009-1AHXXA | 10 | 20.5 | 14 | Yes | Ductless | Single-zone |  | 3530 | 9800 | 13080 | 0.161 | 0.898 | 1.075 | 6.4257 | 3.1983 | 3.5659 | 2610 | 6300 | 8111 | 0.172 | 0.689 | 1.017 | 4.4472 | 2.6797 | 2.3374 | 2489 | 6609 | 0.159 | 1.01 | 4.5878 |  | 1.9177 | 50.53% | 81.48% |  | Integrated | 150 | 1.When the unit power is on/in heating mode,and if the outdoor temperature drops below 3oC for 30 seconds,after running for 25mins, the base pan heater will be actived for 5 minutes. 2.In defrost mode and the outdoor temperature lower 1oC for 10 seconds the base pan heater will be actived and will be 5 mins delay inactive after defrost. | N/A
Bosch | Bosch | 9966839 | BMS500-AAS012-0CSXXA | BMS500-AAU012-0AHXXA | 10 | 20.9 | 12.5 | Yes | Ductless | Single-zone |  | 3680 | 12000 | 12450 | 0.172 | 1.157 | 1.049 | 6.2704 | 3.0396 | 3.4783 | 2958 | 7500 | 7360 | 0.182 | 0.865 | 0.909 | 4.7632 | 2.5411 | 2.3729 | 2582 | 5736 | 0.180 | 0.831 | 4.2039 |  | 2.0229 | 46.07% | 77.93% |  | Integrated | 150 | 1.When the unit power is on/in heating mode,and if the outdoor temperature drops below 3oC for 30 seconds,after running for 25mins, the base pan heater will be actived for 5 minutes. 2.In defrost mode and the outdoor temperature lower 1oC for 10 seconds the base pan heater will be actived and will be 5 mins delay inactive after defrost. | N/A
Bosch | Bosch | 9966837 | BMS500-AAS009-0CSXXA | BMS500-AAU009-0AHXXA | 10.5 | 22 | 14 | Yes | Ductless | Single-zone |  | 3580 | 9800 | 12490 | 0.162 | 0.892 | 1.045 | 6.4765 | 3.2198 | 3.5028 | 2860 | 5800 | 7868 | 0.175 | 0.625 | 0.962 | 4.7896 | 2.7197 | 2.397 | 2513 | 6516 | 0.164 | 0.933 | 4.4908 |  | 2.0468 | 52.17% | 82.82% |  | Integrated | 150 | 1.When the unit power is on/in heating mode,and if the outdoor temperature drops below 3oC for 30 seconds,after running for 25mins, the base pan heater will be actived for 5 minutes. 2.In defrost mode and the outdoor temperature lower 1oC for 10 seconds the base pan heater will be actived and will be 5 mins delay inactive after defrost. | N/A
Bosch | Bosch | 9966843 | BMS500-AAS018-1CSXXA | BMS500-AAU018-1AHXXA | 10 | 22 | 13 | Yes | Ductless | Single-zone |  | 4670 | 18000 | 19190 | 0.231 | 1.669 | 1.674 | 5.9249 | 3.1607 | 3.3596 | 3920 | 11100 | 13730 | 0.262 | 1.179 | 1.615 | 4.3849 | 2.7592 | 2.4916 | 3274 | 12524 | 0.251 | 2.087 | 3.8228 |  | 1.7587 | 65.26% | 91.22% |  | Integrated | 150 | 1.When the unit power is on/in heating mode,and if the outdoor temperature drops below 3oC for 30 seconds,after running for 25mins, the base pan heater will be actived for 5 minutes. 2.In defrost mode and the outdoor temperature lower 1oC for 10 seconds the base pan heater will be actived and will be 5 mins delay inactive after defrost. | N/A
Bryant | Bryant | 9893727 | 280ANV048000 | FE4AN(B,F)005L+UI | 11 | 17.5 | 12.5 | Yes | Centrally Ducted | N/A |  | 24800 | 46500 | 46500 | 1.7172 | 3.1968 | 3.1968 | 4.2326 | 4.263 | 4.263 | 24300 | 48500 | 48500 | 2.8728 | 6.1128 | 6.1128 | 2.479 | 2.3253 | 2.3253 | 19600 | 38800 | 2.754 | 5.3676 | 2.0858 |  | 2.1185 | [6 empty] | N/A
Bryant | Bryant | 9893463 | 280ANV024000 | FE4AN(B,F)003 | 10.5 | 19.5 | 15 | Yes | Centrally Ducted | N/A |  | 14600 | 23800 | 23800 | 0.8585 | 1.4847 | 1.4847 | 4.9841 | 4.698 | 4.698 | 13850 | 25000 | 25000 | 1.5554 | 2.8886 | 2.8886 | 2.6096 | 2.5364 | 2.5364 | 11000 | 19800 | 1.4847 | 2.7977 | 2.1713 |  | 2.0741 | [6 empty] | N/A
Bryant | Bryant | 9893699 | 280ANV048000 | FE4ANB006L | 12 | 18 | 13.5 | Yes | Centrally Ducted | N/A |  | 24370 | 45500 | 45500 | 1.59 | 2.96 | 2.96 | 4.4919 | 4.505 | 4.505 | 23840 | 47500 | 47500 | 2.66 | 5.66 | 5.66 | 2.6283 | 2.4595 | 2.4595 | 19230 | 38070 | 2.55 | 4.97 | 2.2101 | #DIV/0! | 2.2449 | [6 empty] | N/A
Bryant | Bryant | 9893614 | 280ANV036000 | FE4AN(B,F)005L+UI | 11.5 | 20 | 13.5 | Yes | Centrally Ducted | N/A |  | 13340 | 33400 | 33400 | 1.0165 | 2.2149 | 2.2149 | 3.8461 | 4.4194 | 4.4194 | 13250 | 31600 | 31600 | 1.9581 | 3.531 | 3.531 | 1.9831 | 2.6228 | 2.6228 | 10670 | 23600 | 2.0116 | 3.3598 | 1.5545 |  | 2.0586 | [6 empty] | N/A
Bryant | Bryant | 9893462 | 280ANV024000 | FE4ANF002L | 10.5 | 19 | 14.5 | Yes | Centrally Ducted | N/A |  | 14800.2 | 24000 | 24000 | 0.8585 | 1.4847 | 1.4847 | 5.0524 | 4.7375 | 4.7375 | 14000 | 25200 | 25200 | 1.5554 | 2.8886 | 2.8886 | 2.6379 | 2.5567 | 2.5567 | 11100 | 19800 | 1.4847 | 2.7977 | 2.1911 |  | 2.0741 | [6 empty] | N/A
Bryant | Bryant | 9893760 | 280ANV060000 | FE4ANB006L | 12 | 18 | 12.5 | Yes | Centrally Ducted | N/A |  | 24600 | 55500 | 55500 | 1.75 | 4.15 | 4.15 | 4.1197 | 3.9194 | 3.9194 | 24160 | 52500 | 52500 | 2.93 | 6.91 | 6.91 | 2.4166 | 2.2267 | 2.2267 | 19400 | 40270 | 2.81 | 5.93 | 2.03 |  | 1.99 | [6 empty] | N/A
Bryant | Bryant | 9893608 | 280ANV036000 | FE4AN(B,F)003L+UI | 10.5 | 19 | 13 | Yes | Centrally Ducted | N/A |  | 14273.8 | 35738 | 35738 | 1.083 | 2.3598 | 2.3598 | 3.8626 | 4.4384 | 4.4384 | 14177.5 | 33812 | 33812 | 2.0862 | 3.762 | 3.762 | 1.9917 | 2.6341 | 2.6341 | 11416.9 | 25252 | 2.1432 | 3.5796 | 1.5612 |  | 2.0674 | [6 empty] | N/A
Bryant | Bryant | 9893411 | 280ANV024000 | FE4ANB006L | 12 | 20.5 | 16 | Yes | Centrally Ducted | N/A |  | 14500 | 23600 | 23600 | 0.85 | 1.47 | 1.47 | 4.9994 | 4.7051 | 4.7051 | 13700 | 24800 | 24800 | 1.54 | 2.96 | 2.96 | 2.6072 | 2.4555 | 2.4555 | 10900 | 19600 | 1.47 | 2.77 | 2.1731 |  | 2.0737 | [6 empty] | N/A
Bryant | Bryant | 9893607 | 280ANV036000 | FE4ANF002L | 10.5 | 18.5 | 12.5 | Yes | Centrally Ducted | N/A |  | 14140.4 | 35404 | 35404 | 1.083 | 2.3598 | 2.3598 | 3.8265 | 4.3969 | 4.3969 | 14045 | 33496 | 33496 | 2.0862 | 3.762 | 3.762 | 1.9731 | 2.6094 | 2.6094 | 11310.2 | 33496 | 2.1432 | 3.5796 | 1.5466 |  | 2.7424 | [6 empty] | N/A
Bryant | Bryant | 9893556 | 280ANV036000 | FE4ANB006L | 13 | 20.5 | 14.5 | Yes | Centrally Ducted | N/A |  | 13340 | 33400 | 33400 | 0.95 | 2.07 | 2.07 | 4.1153 | 4.7288 | 4.7288 | 13250 | 31600 | 31600 | 1.83 | 3.3 | 3.3 | 2.122 | 2.8064 | 2.8064 | 10670 | 23600 | 1.88 | 3.14 | 1.6633 |  | 2.2027 | [6 empty] | N/A
Carrier | Bryant | 9854623 | 38MGRQ24C--3 | Non-Ducted Indoor Units | 10 | 23 | 12.5 | Yes | Ductless | Multi-zone |  | 6010 | 23000 | 36220 | 0.72 | 1.72 | 3.04 | 2.4463 | 3.919 | 3.4918 | 5721 | 13600 | 25150 | 0.76 | 1.48 | 2.79 | 2.2061 | 2.6931 | 2.6418 | 5556 | 24170 | 0.84 | 3.9 | 1.9385 |  | 1.8163 | 66.73% | 96.1% |  | Integrated | 150 | 1.When the unit power on and changed in heating mode,and if the outdoor temperature continue lower than 3C for 30 seconds,after running for 25mins, the base pan heater will be actived for 5 minutes. 2.If be on the defrost mode and the outdoor temperature lower 1C for 10 seconds the base pan heater will be actived and will be 5 mins delay inactive after defrost. | N/A
Carrier | Bryant | 9854627 | 38MGRQ30D--3 | Non-Ducted Indoor Units | 10 | 23.8 | 12.5 | Yes | Ductless | Multi-zone |  | 6350 | 28000 | 37210 | 0.76 | 2.15 | 3.21 | 2.4487 | 3.8167 | 3.3973 | 5834 | 17400 | 27670 | 0.82 | 1.83 | 3.85 | 2.0851 | 2.7866 | 2.1063 | 5164 | 28220 | 0.86 | 4.05 | 1.7598 |  | 2.0421 | 75.84% | 102% |  | Integrated | 150 | 1.When the unit power on and changed in heating mode,and if the outdoor temperature continue lower than 3C for 30 seconds,after running for 25mins, the base pan heater will be actived for 5 minutes. 2.If be on the defrost mode and the outdoor temperature lower 1C for 10 seconds the base pan heater will be actived and will be 5 mins delay inactive after defrost. | N/A
Carrier | Bryant | 9118478 | 38MGRQ48E--3 | Non-Ducted Indoor Units | 10.2 | 22.4 | 12.5 | Yes | Ductless | Multi-zone |  | 7210 | 48000 | 55830 | 1.02 | 3.9 | 4.71 | 2.0716 | 3.607 | 3.4739 | 6822 | 29600 | 37900 | 1.07 | 3.21 | 5.31 | 1.8685 | 2.7025 | 2.0918 | 6577 | 36340 | 1.1 | 5.39 | 1.7523 |  | 1.9759 | 65.09% | 95.88% |  | Integrated | 150 | 1.When the unit power on and changed in heating mode,and if the outdoor temperature continue lower than 3C for 30 seconds,after running for 25mins, the base pan heater will be actived for 5 minutes. 2.If be on the defrost mode and the outdoor temperature lower 1C for 10 seconds the base pan heater will be actived and will be 5 mins delay inactive after defrost. | n/A
Carrier | Bryant | 9118462 | 38MGRQ18B--3 | Non-Ducted Indoor Units | 10.3 | 22.5 | 12.5 | Yes | Ductless | Multi-zone |  | 5760 | 19000 | 23960 | 0.52 | 1.53 | 1.95 | 3.2463 | 3.6394 | 3.601 | 5376 | 12000 | 15020 | 0.57 | 1.25 | 1.63 | 2.7641 | 2.8135 | 2.7006 | 4752 | 13990 | 0.58 | 1.91 | 2.4012 |  | 2.1466 | 58.39% | 93.14% |  | Integrated | 150 | 1.When the unit power on and changed in heating mode,and if the outdoor temperature continue lower than 3C for 30 seconds,after running for 25mins, the base pan heater will be actived for 5 minutes. 2.If be on the defrost mode and the outdoor temperature lower 1C for 10 seconds the base pan heater will be actived and will be 5 mins delay inactive after defrost. | N/A
Carrier | Bryant | 9118474 | 38MGRQ36D--3 | Non-Ducted Indoor Units | 10.5 | 21.5 | 13.5 | Yes | Ductless | Multi-zone |  | 7210 | 36000 | 50540 | 1.04 | 2.77 | 4.66 | 2.0318 | 3.8089 | 3.1785 | 7210 | 23200 | 37410 | 1.14 | 2.44 | 5.25 | 1.8535 | 2.7866 | 2.0883 | 7210 | 36080 | 1.2 | 5.39 | 1.7609 |  | 1.9618 | 71.39% | 96.44% |  | Integrated | 150 | 1.When the unit power on and changed in heating mode,and if the outdoor temperature continue lower than 3C for 30 seconds,after running for 25mins, the base pan heater will be actived for 5 minutes. 2.If be on the defrost mode and the outdoor temperature lower 1C for 10 seconds the base pan heater will be actived and will be 5 mins delay inactive after defrost. | N/A
Carrier | Bryant | 7029861 | 280ANV060000 | FE4ANB006L | 12 | 18 | 12.7 | Yes | Centrally Ducted | N/A |  | 24690 | 55500 | 55500 | 1.75 | 4.2165 | 4.2165 | 4.14 | 3.86 | 3.86 | 24160 | 52500 | 52500 | 2.93 | 6.9351 | 6.9351 | 2.42 | 2.22 | 2.22 | 19480 | 40270 | 2.81 | 5.93 | 2.03 |  | 1.99 | 72.56% | 76.7% |  | N/A |  |  | N/A
Carrier | Bryant | 7029863 | 280ANV048000 | FE4ANB006L | 12.5 | 18.3 | 13.5 | Yes | Centrally Ducted | N/A |  | 24370 | 45500 | 45500 | 1.59 | 3.2386 | 3.2386 | 4.49 | 4.12 | 4.12 | 23840 | 47500 | 47500 | 2.66 | 3.35 | 6.27 | 2.6283 | 2.22 | 2.22 | 19230 | 38070 | 2.55 | 4.97 | 2.21 |  | 2.24 | 83.67% | 80.15% |  | N/A |  |  | N/A
Carrier | Bryant | 7029864 | 280ANV024000 | FE4ANB006L | 13 | 20.5 | 16 | Yes | Centrally Ducted | N/A |  | 14510 | 23600 | 24800 | 0.85 | 1.47 | 1.47 | 5.01 | 4.7 | 4.7 | 13740 | 24800 | 24800 | 1.54 | 2.86 | 2.86 | 2.62 | 2.54 | 2.54 | 10930 | 19630 | 1.47 | 2.77 | 1.73 |  | 2.08 | 79.15% | 79.15% |  | N/A |  |  | N/A
Carrier | Bryant | 7029862 | 280ANV036000 | FE4ANB006L | 13 | 20.5 | 14.5 | Yes | Centrally Ducted | N/A |  | 13340 | 33400 | 33400 | 0.95 | 2.23 | 2.23 | 4.12 | 4.4 | 4.4 | 13250 | 31600 | 31600 | 1.83 | 3.65 | 3.65 | 2.12 | 2.54 | 2.54 | 10670 | 23600 | 1.88 | 3.14 | 1.66 |  | 2.2 | 70.66% | 74.68% |  | N/A |  |  | N/A
Carrier | Bryant | 8738643 | 38MAQB24R--3 | 619PEQ024BBMA | 10.3 | 20.5 | 13 | Yes | Ductless | Single-zone |  | 5500 | 24000 | 29680 | 0.323 | 2.26 | 3.19 | 4.98 | 3.1 | 2.73 | 4700 | 15400 | 25710 | 0.31 | 1.71 | 3.87 | 4.42 | 2.64 | 1.95 | 2856 | 24030 | 0.295 | 3.98 | 2.83 |  | 1.77 | 80.96% | 93.47% |  | Integrated | 3000 | The heater will operated based on temperature, it will activate at 37F outdoor ambient and below. | N/A
Carrier | Bryant | 8856654 | 38MAQB18R--3 | 619REQ018CBMA | 10.5 | 20 | 12.5 | Yes | Ductless | Single-zone |  | 4700 | 18000 | 24630 | 0.27 | 1.53 | 2.53 | 5.1 | 3.43 | 2.85 | 3750 | 12000 | 20590 | 0.25 | 1.38 | 2.93 | 4.4 | 2.55 | 2.06 | 2660 | 19010 | 0.23 | 3.18 | 3.39 |  | 1.75 | 77.18% | 92.33% |  | Integrated | 3000 | The heater will operated based on temperature, it will activate at 37F outdoor ambient and below. | N/A
Carrier | Bryant | 8856652 | 38MAQB18R--3 | Ducted Indoor Units | 10.5 | 19.6 | 12.5 | Yes | Ductless | Single-zone |  | 5500 | 18000 | 19000 | 0.38842 | 1.4777 | 1.7348 | 4.15 | 3.57 | 3.21 | 5500 | 12200 | 18000 | 0.5069 | 1.4077 | 2.4652 | 3.18 | 2.54 | 2.14 | 5500 | 18000 | 0.67729 | 3.0146 | 2.38 |  | 1.75 | 94.74% | 100% |  | Integrated | 150 | 1.When the unit power on and changed in heating mode,and if the outdoor temperature continue lower than 3C for 30 seconds,after running for 25mins, the base pan heater will be actived for 5 minutes. 2.If be on the defrost mode and the outdoor temperature lower 1C for 10 seconds the base pan heater will be actived and will be 5 mins delay inactive after defrost. | N/A
Carrier | Bryant | 8738646 | 38MAQB09R--3 | 619PEQ009BBMA | 11.2 | 25 | 14.5 | Yes | Ductless | Single-zone |  | 3500 | 10900 | 14980 | 0.15 | 0.81 | 1.39 | 6.88 | 3.94 | 3.16 | 2750 | 6900 | 13580 | 0.145 | 0.737 | 1.76 | 5.55 | 2.74 | 2.26 | 1907 | 10900 | 0.13 | 1.613 | 4.3 |  | 1.98 | 72.76% | 80.27% |  | Integrated | 3000 | The heater will operated based on temperature, it will activate at 37F outdoor ambient and below. | N/A
Carrier | Bryant | 8738645 | 38MAQB12R--3 | 619PEQ012BBMA | 12 | 22.5 | 12.5 | Yes | Ductless | Single-zone |  | 4000 | 11800 | 14980 | 0.183 | 0.971 | 1.39 | 6.42 | 3.56 | 3.16 | 3250 | 7800 | 13580 | 0.176 | 0.865 | 1.76 | 5.18 | 2.64 | 2.26 | 2030 | 12010 | 0.141 | 1.78 | 4.22 |  | 1.98 | 80.17% | 88.44% |  | Integrated | 3000 | The heater will operated based on temperature, it will activate at 37F outdoor ambient and below. | N/A
Carrier | Carrier | 9892607 | 25VNA036A030 | FE4ANB006L | 13 | 20.5 | 14.5 | Yes | Centrally Ducted | N/A |  | 13340 | 33400 | 33400 | 0.95 | 2.07 | 2.07 | 4.1153 | 4.7288 | 4.7288 | 13250 | 31600 | 31600 | 1.83 | 3.3 | 3.3 | 2.122 | 2.8064 | 2.8064 | 10670 | 23600 | 1.88 | 3.14 | 1.6633 |  | 2.2027 | [6 empty] | N/A
Carrier | Carrier | 9892813 | 25VNA060A030 | FE4ANB006L | 12 | 18 | 12.5 | Yes | Centrally Ducted | N/A |  | 24600 | 55500 | 55500 | 1.75 | 4.15 | 4.15 | 4.1197 | 3.9194 | 3.9194 | 24160 | 52500 | 52500 | 2.93 | 6.91 | 6.91 | 2.4166 | 2.2267 | 2.2267 | 19400 | 40270 | 2.81 | 5.93 | 2.03 |  | 1.99 | [6 empty] | N/A
Carrier | Carrier | 9892659 | 25VNA036A030 | FE4AN(B,F)003L+UI | 10.5 | 19 | 13 | Yes | Centrally Ducted | N/A |  | 14273.8 | 35738 | 35738 | 1.083 | 2.3598 | 2.3598 | 3.8626 | 4.4384 | 4.4384 | 14177.5 | 33812 | 33812 | 2.0862 | 3.762 | 3.762 | 1.9917 | 2.6341 | 2.6341 | 11416.9 | 25252 | 2.1432 | 3.5796 | 1.5612 |  | 2.0674 | [6 empty] | N/A
Carrier | Carrier | 9892512 | 25VNA024A030 | FE4ANF002L + UI | 10.5 | 19 | 14.5 | Yes | Centrally Ducted | N/A |  | 14800.2 | 24000 | 24000 | 0.8585 | 1.4847 | 1.4847 | 5.0524 | 4.7375 | 4.7375 | 14000 | 25200 | 25200 | 1.5554 | 2.8886 | 2.8886 | 2.6379 | 2.5567 | 2.5567 | 11100 | 19800 | 1.4847 | 2.7977 | 2.1911 |  | 2.0741 | [6 empty] | N/A
Carrier | Carrier | 9892461 | 25VNA024A030 | FE4ANB006L | 12 | 20.5 | 16 | Yes | Centrally Ducted | N/A |  | 14500 | 23600 | 23600 | 0.85 | 1.47 | 1.47 | 4.9994 | 4.7051 | 4.7051 | 13700 | 24800 | 24800 | 1.54 | 2.96 | 2.96 | 2.6072 | 2.4555 | 2.4555 | 10900 | 19600 | 1.47 | 2.77 | 2.1731 |  | 2.0737 | 83.05% | 79.03% |  | 0 | 0 | 0 | N/A
Carrier | Carrier | 9892779 | 25VNA048A030 | FE4AN(B,F)005L+UI | 11 | 17.5 | 12.5 | Yes | Centrally Ducted | N/A |  | 24800 | 46500 | 46500 | 1.7172 | 3.1968 | 3.1968 | 4.2326 | 4.263 | 4.263 | 24300 | 48500 | 48500 | 2.8728 | 6.1128 | 6.1128 | 2.479 | 2.3253 | 2.3253 | 19600 | 38800 | 2.754 | 5.3676 | 2.0858 |  | 2.1185 | [6 empty] | N/A
Carrier | Carrier | 9892658 | 25VNA036A030 | FE4ANF002L | 10.5 | 18.5 | 12.5 | Yes | Centrally Ducted | N/A |  | 14140.4 | 35404 | 35404 | 1.083 | 2.3598 | 2.3598 | 3.8265 | 4.3969 | 4.3969 | 14045 | 33496 | 33496 | 2.0862 | 3.762 | 3.762 | 1.9731 | 2.6094 | 2.6094 | 11310.2 | 33496 | 2.1432 | 3.5796 | 1.5466 |  | 2.7424 | [6 empty] | N/A
Carrier | Carrier | 9892751 | 25VNA048A030 | FE4ANB006L | 12 | 18 | 13.5 | Yes | Centrally Ducted | N/A |  | 24370 | 45500 | 45500 | 1.59 | 2.96 | 2.96 | 4.4919 | 4.505 | 4.505 | 23840 | 47500 | 47500 | 2.66 | 5.66 | 5.66 | 2.6283 | 2.4595 | 2.4595 | 19230 | 38070 | 2.55 | 4.97 | 2.2101 | #DIV/0! | 2.2449 | [6 empty] | N/A
Carrier | Carrier | 9892665 | 25VNA036A030 | FE4AN(B,F)005L+UI | 11.5 | 20 | 13.5 | Yes | Centrally Ducted | N/A |  | 13340 | 33400 | 33400 | 1.0165 | 2.2149 | 2.2149 | 3.8461 | 4.4194 | 4.4194 | 13250 | 31600 | 31600 | 1.9581 | 3.531 | 3.531 | 1.9831 | 2.6228 | 2.6228 | 10670 | 23600 | 2.0116 | 3.3598 | 1.5545 |  | 2.0586 | [6 empty] | N/A
Carrier | Carrier | 9892513 | 25VNA024A030 | FE4AN(B,F)003 | 10.5 | 19.5 | 15 | Yes | Centrally Ducted | N/A |  | 14600 | 23800 | 23800 | 0.8585 | 1.4847 | 1.4847 | 4.9841 | 4.698 | 4.698 | 13850 | 25000 | 25000 | 1.5554 | 2.8886 | 2.8886 | 2.6096 | 2.5364 | 2.5364 | 11000 | 19800 | 1.4847 | 2.7977 | 2.1713 |  | 2.0741 | [6 empty] | N/A
Carrier | Carrier | 9854622 | 38MGRQ24C--3 | Non-Ducted Indoor Units | 10 | 23 | 12.5 | Yes | Ductless | Multi-zone |  | 6010 | 23000 | 36220 | 0.72 | 1.72 | 3.04 | 2.4463 | 3.919 | 3.4918 | 5721 | 13600 | 25150 | 0.76 | 1.48 | 2.79 | 2.2061 | 2.6931 | 2.6418 | 5556 | 24170 | 0.84 | 3.9 | 1.9385 |  | 1.8163 | 66.73% | 96.1% |  | Integrated | 150 | 1.When the unit power on and changed in heating mode,and if the outdoor temperature continue lower than 3C for 30 seconds,after running for 25mins, the base pan heater will be actived for 5 minutes. 2.If be on the defrost mode and the outdoor temperature lower 1C for 10 seconds the base pan heater will be actived and will be 5 mins delay inactive after defrost. | N/A
Carrier | Carrier | 9118477 | 38MGRQ48E--3 | Non-Ducted Indoor Units | 10.2 | 22.4 | 12.5 | Yes | Ductless | Multi-zone |  | 7210 | 48000 | 55830 | 1.02 | 3.9 | 4.71 | 2.0716 | 3.607 | 3.4739 | 6822 | 29600 | 37900 | 1.07 | 3.21 | 5.31 | 1.8685 | 2.7025 | 2.0918 | 6577 | 36340 | 1.1 | 5.39 | 1.7523 |  | 1.9759 | 65.09% | 95.88% |  | Integrated | 150 | 1.When the unit power on and changed in heating mode,and if the outdoor temperature continue lower than 3C for 30 seconds,after running for 25mins, the base pan heater will be actived for 5 minutes. 2.If be on the defrost mode and the outdoor temperature lower 1C for 10 seconds the base pan heater will be actived and will be 5 mins delay inactive after defrost. | N/A
Carrier | Carrier | 9118461 | 38MGRQ18B--3 | Non-Ducted Indoor Units | 10.3 | 22.5 | 12.5 | Yes | Ductless | Multi-zone |  | 5760 | 19000 | 23960 | 0.52 | 1.53 | 1.95 | 3.2463 | 3.6394 | 3.601 | 5376 | 12000 | 15020 | 0.57 | 1.25 | 1.63 | 2.7641 | 2.8135 | 2.7006 | 4752 | 13990 | 0.58 | 1.91 | 2.4012 |  | 2.1466 | 58.39% | 93.14% |  | Integrated | 150 | 1.When the unit power on and changed in heating mode,and if the outdoor temperature continue lower than 3C for 30 seconds,after running for 25mins, the base pan heater will be actived for 5 minutes. 2.If be on the defrost mode and the outdoor temperature lower 1C for 10 seconds the base pan heater will be actived and will be 5 mins delay inactive after defrost. | N/A
Carrier | Carrier | 9118473 | 38MGRQ36D--3 | Non-Ducted Indoor Units | 10.5 | 21.5 | 13.5 | Yes | Ductless | Multi-zone |  | 7210 | 36000 | 50540 | 1.04 | 2.77 | 4.66 | 2.0318 | 3.8089 | 3.1785 | 7210 | 23200 | 37410 | 1.14 | 2.44 | 5.25 | 1.8535 | 2.7866 | 2.0883 | 7210 | 36080 | 1.2 | 5.39 | 1.7609 |  | 1.9618 | 71.39% | 96.44% |  | Integrated | 150 | 1.When the unit power on and changed in heating mode,and if the outdoor temperature continue lower than 3C for 30 seconds,after running for 25mins, the base pan heater will be actived for 5 minutes. 2.If be on the defrost mode and the outdoor temperature lower 1C for 10 seconds the base pan heater will be actived and will be 5 mins delay inactive after defrost. | N/A
Carrier | Carrier | 9854626 | 38MGRQ30D--3 | Non-Ducted Indoor Units | 10 | 23.8 | 12.5 | Yes | Ductless | Multi-zone |  | 6350 | 28000 | 37210 | 0.76 | 2.15 | 3.21 | 2.4487 | 3.8167 | 3.3973 | 5834 | 17400 | 27670 | 0.82 | 1.83 | 3.85 | 2.0851 | 2.7866 | 2.1063 | 5164 | 28220 | 0.86 | 4.05 | 1.7598 |  | 2.0421 | 75.84% | 102% |  | Integrated | 150 | 1.When the unit power on and changed in heating mode,and if the outdoor temperature continue lower than 3C for 30 seconds,after running for 25mins, the base pan heater will be actived for 5 minutes. 2.If be on the defrost mode and the outdoor temperature lower 1C for 10 seconds the base pan heater will be actived and will be 5 mins delay inactive after defrost. | N/A
Carrier | Carrier | 8856653 | 38MAQB18R--3 | Ducted Indoor Units | 10.5 | 19.6 | 12.5 | Yes | Ductless | Single-zone |  | 5500 | 18000 | 19000 | 0.38842 | 1.4777 | 1.7348 | 4.15 | 3.57 | 3.21 | 5500 | 12200 | 18000 | 0.5069 | 1.4077 | 2.4652 | 3.18 | 2.54 | 2.14 | 5500 | 18000 | 0.67729 | 3.0146 | 2.38 |  | 1.75 | 94.74% | 100% |  | Integrated | 150 | 1.When the unit power on and changed in heating mode,and if the outdoor temperature continue lower than 3C for 30 seconds,after running for 25mins, the base pan heater will be actived for 5 minutes. 2.If be on the defrost mode and the outdoor temperature lower 1C for 10 seconds the base pan heater will be actived and will be 5 mins delay inactive after defrost. | N/A
Carrier | Carrier | 8738638 | 38MAQB24R--3 | 40MAQB24B--3 | 10.3 | 20.5 | 13 | Yes | Ductless | Single-zone |  | 5500 | 24000 | 29680 | 0.323 | 2.26 | 3.19 | 4.98 | 3.1 | 2.73 | 4700 | 15400 | 25710 | 0.31 | 1.71 | 3.87 | 4.42 | 2.64 | 1.95 | 2856 | 24030 | 0.295 | 3.98 | 2.83 |  | 1.77 | 80.96% | 93.47% |  | Integrated | 3000 | The heater will operated based on temperature, it will activate at 37F outdoor ambient and below. | N/A
Carrier | Carrier | 8856655 | 38MAQB18R--3 | 40MBQB18C--3 | 10.5 | 20 | 12.5 | Yes | Ductless | Single-zone |  | 4700 | 18000 | 24630 | 0.27 | 1.53 | 2.53 | 5.1 | 3.43 | 2.85 | 3750 | 12000 | 20590 | 0.25 | 1.38 | 2.93 | 4.4 | 2.55 | 2.06 | 2660 | 19010 | 0.23 | 3.18 | 3.39 |  | 1.75 | 77.18% | 92.33% |  | Integrated | 3000 | The heater will operated based on temperature, it will activate at 37F outdoor ambient and below. | N/A
Carrier | Carrier | 8738635 | 38MAQB09R--3 | 40MAQB09B--3 | 11.2 | 25 | 14.5 | Yes | Ductless | Single-zone |  | 3500 | 10900 | 14980 | 0.15 | 0.81 | 1.39 | 6.88 | 3.94 | 3.16 | 2750 | 6900 | 13580 | 0.145 | 0.737 | 1.76 | 5.55 | 2.74 | 2.26 | 1907 | 10900 | 0.13 | 1.613 | 4.3 |  | 1.98 | 72.76% | 80.27% |  | Integrated | 3000 | The heater will operated based on temperature, it will activate at 37F outdoor ambient and below. | N/A
Carrier | Carrier | 8738636 | 38MAQB12R--3 | 40MAQB12B--3 | 12 | 22.5 | 12.5 | Yes | Ductless | Single-zone |  | 4000 | 11800 | 14980 | 0.183 | 0.971 | 1.39 | 6.42 | 3.56 | 3.16 | 3250 | 7800 | 13580 | 0.176 | 0.865 | 1.76 | 5.18 | 2.64 | 2.26 | 2030 | 12010 | 0.141 | 1.78 | 4.22 |  | 1.98 | 80.17% | 88.44% |  | Integrated | 3000 | The heater will operated based on temperature, it will activate at 37F outdoor ambient and below. | N/A
Carrier | Carrier | 7992954 | 38GRQB09---301 | 40GRQB09H--301 | 10.3 | 30.5 | 15.7 | Yes | Ductless | Single-zone |  | 2388 | 9000 | 13240 | 0.2 | 0.61 | 1.345 | 3.499 | 4.32 | 2.885 | 2388 | 5500 | 13240 | 0.2 | 0.557 | 1.345 | 3.499 | 2.893 | 2.885 | 2388 | 10488 | 0.4 | 1.553 | 1.749 |  | 1.979 | 79.21% | 79.21% |  | Integrated | 3000 | The heater will operated based on temperature, it will activate at 37F outdoor ambient and below. | -22 | 2388 | z | 8560 | 0.6 | 1.367 | 1.166 | 1.835
Carrier | Carrier | 7992956 | 38GRQB12---301 | 40GRQB12H--301 | 10.3 | 23 | 12.7 | Yes | Ductless | Single-zone |  | 3071 | 13000 | 13000 | 0.2 | 1.212 | 1.22 | 4.5 | 3.143 | 3.12 | 3071 | 13000 | 13000 | 0.2 | 1.212 | 1.22 | 4.5 | 3.143 | 3.12 | 3071 | 13000 | 0.4 | 1.38 | 2.25 |  | 2.76 | 100% | 100% |  | Integrated | 3000 | The heater will operated based on temperature, it will activate at 37F outdoor ambient and below. | -22 | 3071 | z | 9800 | 0.6 | 1.44 | 1.5 | 1.99
Carrier | Carrier | 7992958 | 38GRQB18---301 | 40GRQB18H--301 | 10.3 | 21 | 12.5 | Yes | Ductless | Single-zone |  | 3753 | 19000 | 24566 | 0.35 | 1.797 | 2.5 | 3.14 | 3.098 | 2.879 | 3753 | 12717 | 24566 | 0.35 | 1.49 | 2.5 | 3.14 | 2.501 | 2.879 | 3753 | 19190 | 0.55 | 1.97 | 1.999 |  | 2.85 | 78.12% | 78.12% |  | Integrated | 3000 | The heater will operated based on temperature, it will activate at 37F outdoor ambient and below. | -22 | 3753 | z | 15430 | 0.75 | 2.14 | 1.466 | 2.113
Toshiba Carrier | Carrier | 6960758 | RAS-09EAV-UL | RAS-09EKV-UL | 10 | 20 | 13 | Yes | Ductless | Single-zone |  | 3070 | 10800 | 16350 | 0.17 | 0.8 | 1.4 | 5.29 | 3.95 | 3.42 | 1795 | 6313 | 9551 | 0.127 | 0.61 | 1.042 | 4.14 | 3.03 | 2.69 | 1224 | 6519 | 0.109 | 0.895 | 3.29 |  | 2.13 | 39.87% | 68.25% |  | N/A |  |  | -4 | 828 | z | 4409 | 0.096 | 0.787 | 2.52 | 1.64
Toshiba Carrier | Carrier | 6960762 | RAS-15EAV-UL | RAS-15EKV-UL | 10 | 20 | 13 | Yes | Ductless | Single-zone |  | 2750 | 18000 | 21500 | 0.143 | 1.4 | 1.9 | 5.64 | 3.77 | 3.32 | 1608 | 10400 | 12553 | 0.106 | 1.042 | 1.415 | 4.444 | 2.93 | 2.6 | 1096 | 8752 | 0.091 | 1.215 | 3.52 |  | 2.11 | 40.71% | 69.72% |  | N/A |  |  | -4 | 742 | z | 5798 | 0.08 | 1.067 | 2.72 | 1.59
Toshiba Carrier | Carrier | 6960764 | RAS-17EAV-UL | RAS-17EKV-UL | 10 | 19 | 12.6 | Yes | Ductless | Single-zone |  | 2750 | 20200 | 21500 | 0.15 | 1.63 | 1.91 | 5.37 | 3.63 | 3.3 | 1608 | 10500 | 12553 | 0.112 | 1.214 | 1.422 | 4.2 | 2.53 | 2.59 | 1096 | 8572 | 0.096 | 1.221 | 3.35 |  | 2.06 | 39.87% | 68.29% |  | N/A |  |  | -4 | 742 | z | 5798 | 0.084 | 1.073 | 2.59 | 1.58
GD Midea Air-Conditioning Equipment Co.,Ltd | Comfort-Aire/Century | 8779091 | B-VMH12SU-1 | A-VMH12SU-1 | 12 | 22.5 | 13 | Yes | Ductless | Singlezone |  | 4110 | 11800 | 15570 | 0.22728 | 0.97694 | 1.3955 | 5.2998 | 3.5399 | 3.2699 | 7800 | 7800 | 14140 | 0.86593 | 0.86593 | 1.8752 | 2.6399 | 2.6399 | 2.2099 | 11800 | 12010 | 1.9762 | 1.9555 | 1.7499 |  | 1.7999 | 77.14% | 84.94% |  | Integrated | 150 | 1.When the unit power on and changed in heating mode,and if the outdoor temperature continue lower than 3C for 30 seconds,after running for 25mins, the base pan heater will be actived for 5 minutes. 2.If be on the defrost mode and the outdoor temperature lower 1C for 10 seconds the base pan heater will be actived and will be 5 mins delay inactive after defrost. | N/A
GD Midea Air-Conditioning Equipment Co.,Ltd | Comfort-Aire/Century | 8779089 | A-VMH24SU-1 | B-VMH24SU-1 | 11.5 | 20.5 | 13 | Yes | Ductless | Single-zone |  | 11795 | 24000 | 29680 | 0.68726 | 1.9539 | 3.1981 | 5.0298 | 3.5999 | 2.7199 | 15400 | 15400 | 25710 | 1.6353 | 1.6353 | 3.8642 | 2.7599 | 2.7599 | 1.9499 | 23260 | 24590 | 3.8298 | 3.9817 | 1.7799 |  | 1.8099 | 82.85% | 95.64% |  | Integrated | 150 | 1.When the unit power on and changed in heating mode,and if the outdoor temperature continue lower than 3C for 30 seconds,after running for 25mins, the base pan heater will be actived for 5 minutes. 2.If be on the defrost mode and the outdoor temperature lower 1C for 10 seconds the base pan heater will be actived and will be 5 mins delay inactive after defrost. | N/A
GD Midea Air-Conditioning Equipment Co.,Ltd | Comfort-Aire/Century | 8779092 | A-VMH09SU-1 | B-VMH09SU-1 | 11.2 | 25 | 14.5 | Yes | Ductless | Single-zone |  | 4185 | 10900 | 15365 | 0.23319 | 0.82762 | 1.4251 | 5.2598 | 3.8598 | 3.1599 | 6900 | 6900 | 12575 | 0.73806 | 0.73806 | 1.852 | 2.7399 | 2.7399 | 1.9899 | 10720 | 11680 | 1.7621 | 1.945 | 1.7829 |  | 1.7599 | 76.02% | 92.88% |  | Integrated | 150 | 1.When the unit power on and changed in heating mode,and if the outdoor temperature continue lower than 3C for 30 seconds,after running for 25mins, the base pan heater will be actived for 5 minutes. 2.If be on the defrost mode and the outdoor temperature lower 1C for 10 seconds the base pan heater will be actived and will be 5 mins delay inactive after defrost. | N/A
International Comfort Products | COMFORTMAKER | 8177087 | DLCAHB09K1A | DLFAHH09K1A | 10.3 | 30.5 | 15.7 | Yes | Ductless | Single-zone |  | 2388 | 9000 | 13240 | 0.2 | 0.61 | 1.345 | 3.499 | 4.32 | 2.885 | 2388 | 5500 | 13240 | 0.2 | 0.557 | 1.345 | 3.499 | 2.893 | 2.885 | 2388 | 10488 | 0.4 | 1.553 | 1.749 |  | 1.979 | 79.21% | 79.21% |  | Integrated | 3001 | The heater will operated based on temperature, it will activate at 37F outdoor ambient and below. | -22 | 2388 | z | 8560 | 0.6 | 1.367 | 1.166 | 1.835
International Comfort Products | COMFORTMAKER | 8177096 | DLCAHB12K1A | DLFAHH12K1A | 10.3 | 23 | 12.7 | Yes | Ductless | Single-zone |  | 3071 | 13000 | 13000 | 0.2 | 1.212 | 1.22 | 4.5 | 3.143 | 3.12 | 3071 | 13000 | 13000 | 0.2 | 1.212 | 1.22 | 4.5 | 3.143 | 3.12 | 3071 | 13000 | 0.4 | 1.38 | 2.25 |  | 2.76 | 100% | 100% |  | Integrated | 2995 | The heater will operated based on temperature, it will activate at 37F outdoor ambient and below. | -22 | 3071 | z | 9800 | 0.6 | 1.44 | 1.5 | 1.99
International Comfort Products | COMFORTMAKER | 8177105 | DLCAHB18K1A | DLFAHH18K1A | 10.3 | 21 | 12.5 | Yes | Ductless | Single-zone |  | 3753 | 19000 | 24566 | 0.35 | 1.797 | 2.5 | 3.14 | 3.098 | 2.879 | 3753 | 12717 | 24566 | 0.35 | 1.49 | 2.5 | 3.14 | 2.501 | 2.879 | 3753 | 19190 | 0.55 | 1.97 | 1.999 |  | 2.85 | 78.12% | 78.12% |  | Integrated | 3001 | The heater will operated based on temperature, it will activate at 37F outdoor ambient and below. | -22 | 3753 | z | 15430 | 0.75 | 2.14 | 1.466 | 2.113
International Comfort Products | DAY & NIGHT | 8177084 | DLCAHB09K1A | DLFAHH09K1A | 10.3 | 30.5 | 15.7 | Yes | Ductless | Single-zone |  | 2388 | 9000 | 13240 | 0.2 | 0.61 | 1.345 | 3.499 | 4.32 | 2.885 | 2388 | 5500 | 13240 | 0.2 | 0.557 | 1.345 | 3.499 | 2.893 | 2.885 | 2388 | 10488 | 0.4 | 1.553 | 1.749 |  | 1.979 | 79.21% | 79.21% |  | Integrated | 3002 | The heater will operated based on temperature, it will activate at 37F outdoor ambient and below. | -22 | 2388 | z | 8560 | 0.6 | 1.367 | 1.166 | 1.835
International Comfort Products | DAY & NIGHT | 8177093 | DLCAHB12K1A | DLFAHH12K1A | 10.3 | 23 | 12.7 | Yes | Ductless | Single-zone |  | 3071 | 13000 | 13000 | 0.2 | 1.212 | 1.22 | 4.5 | 3.143 | 3.12 | 3071 | 13000 | 13000 | 0.2 | 1.212 | 1.22 | 4.5 | 3.143 | 3.12 | 3071 | 13000 | 0.4 | 1.38 | 2.25 |  | 2.76 | 100% | 100% |  | Integrated | 2996 | The heater will operated based on temperature, it will activate at 37F outdoor ambient and below. | -22 | 3071 | z | 9800 | 0.6 | 1.44 | 1.5 | 1.99
International Comfort Products | DAY & NIGHT | 8177102 | DLCAHB18K1A | DLFAHH18K1A | 10.3 | 21 | 12.5 | Yes | Ductless | Single-zone |  | 3753 | 19000 | 24566 | 0.35 | 1.797 | 2.5 | 3.14 | 3.098 | 2.879 | 3753 | 12717 | 24566 | 0.35 | 1.49 | 2.5 | 3.14 | 2.501 | 2.879 | 3753 | 19190 | 0.55 | 1.97 | 1.999 |  | 2.85 | 78.12% | 78.12% |  | Integrated | 3002 | The heater will operated based on temperature, it will activate at 37F outdoor ambient and below. | -22 | 3753 | z | 15430 | 0.75 | 2.14 | 1.466 | 2.113
Haier | Haier | 6970203 | HSU09VHG(DB)-W | HSU09VHG(DB)-G | 10 | 18 | 13 | Yes | Ductless | Single-zone |  | 4000 | 9000 | 10140 | 0.27 | 0.65 | 0.82 | 4.342 | 4.509 | 3.6242 | 3200 | 5600 | 7190 | 0.27 | 0.52 | 0.64 | 3.4736 | 3.1563 | 3.2926 | 2800 | 6000 | 0.27 | 0.75 | 3.0394 |  | 2.3447 | 59.17% | 83.45% |  | N/A |  |  | N/A
Haier | Haier | 6970204 | HSU12VHG(DB)-W | HSU12VHG(DB)-G | 10 | 20 | 13 | Yes | Ductless | Single-zone |  | 4780 | 12600 | 14190 | 0.271 | 0.97 | 1.12 | 5.16 | 3.8 | 3.71 | 3750 | 9000 | 10070 | 0.37 | 1.12 | 1.2 | 2.91 | 2.34 | 2.45 | 2380 | 6930 | 0.24 | 0.88 | 2.82 |  | 2.3 | 48.84% | 68.82% |  | N/A |  |  | N/A
Haier | Haier | 8028525 | 1U24ES2VHA | AW24ES2VHA | 10 | 20 | 12.5 | Yes | Ductless | Single-zone |  | 6800 | 27700 | 34800 | 0.55 | 2.35 | 3.3 | 3.62 | 3.45 | 3.09 | 5800 | 18500 | 26000 | 0.58 | 1.9 | 3.25 | 2.93 | 2.85 | 2.35 | 4700 | 20500 | 0.55 | 2.8 | 2.51 |  | 2.15 | 58.91% | 78.85% |  | N/A |  |  | N/A
Haier | Haier | 8862057 | 1U18EH2VHA | AW18EH2VHA | 10 | 20 | 12.5 | Yes | Ductless | Single-zone |  | 6800 | 20400 | 26400 | 0.55 | 1.64 | 3.1 | 3.624 | 3.646 | 2.496 | 5800 | 18500 | 20400 | 0.58 | 1.9 | 2.95 | 2.931 | 2.854 | 2.027 | 4700 | 20400 | 0.55 | 3.15 | 2.505 |  | 1.898 | 77.27% | 100% |  | Integrated | 300W | Mainly depending on outdoor temperature, but also subject to other running parameters, pressure, compressor speed etc. | N/A
Haier | Haier | 8021588 | 1U12ES2VHA | AW12ES2VHA | 11 | 23 | 12.5 | Yes | Ductless | Single-zone |  | 4100 | 16000 | 19800 | 0.225 | 1.25 | 1.66 | 5.33 | 3.75 | 3.49 | 3550 | 12220 | 13120 | 0.33 | 1.19 | 1.25 | 3.11 | 3 | 3.07 | 2960 | 10160 | 0.3 | 1.21 | 2.85 |  | 2.46 | 51.31% | 77.44% |  | N/A |  |  | N/A
Haier | Haier | 8028490 | 1U18ES2VHA | AW18ES2VHA | 11 | 21 | 12.6 | Yes | Ductless | Single-zone |  | 5400 | 22000 | 26400 | 0.4 | 1.83 | 2.9 | 3.96 | 3.52 | 2.67 | 4500 | 14000 | 19600 | 0.45 | 1.5 | 2.7 | 2.93 | 2.74 | 2.13 | 3800 | 14900 | 0.43 | 2.1 | 2.59 |  | 2.08 | 56.44% | 76.02% |  | N/A |  |  | N/A
Haier | Haier | 8028528 | 1U09ES2VHA | AW09ES2VHA | 12 | 23.5 | 14.5 | Yes | Ductless | Single-zone |  | 4000 | 10000 | 15000 | 0.25 | 0.65 | 1.2 | 4.69 | 4.51 | 3.66 | 3200 | 7400 | 10800 | 0.27 | 0.63 | 1.1 | 3.54 | 3.44 | 2.88 | 2800 | 10000 | 0.26 | 1.18 | 3.16 |  | 2.48 | 66.67% | 92.59% |  | N/A |  |  | N/A
Haier | Haier | 8862052 | 1U12EH2VHA | AW12EH2VHA | 12 | 25 | 13 | Yes | Ductless | Single-zone |  | 4100 | 16500 | 22200 | 0.225 | 1.345 | 1.69 | 5.341 | 3.595 | 3.85 | 3200 | 10000 | 16500 | 0.33 | 1.185 | 1.595 | 2.842 | 2.473 | 3.032 | 2900 | 16500 | 0.3 | 2.152 | 2.833 |  | 2.247 | 74.32% | 100% |  | Integrated | 300W | Mainly depending on outdoor temperature, but also subject to other running parameters, pressure, compressor speed etc. | N/A
Haier | Haier | 8862047 | 1U09EH2VHA | AW09EH2VHA | 13 | 28 | 15.5 | Yes | Ductless | Single-zone |  | 4000 | 12000 | 22000 | 0.245 | 0.9 | 1.65 | 4.785 | 3.908 | 3.908 | 3100 | 9000 | 12000 | 0.26 | 0.82 | 1.18 | 3.494 | 3.217 | 2.981 | 2800 | 12000 | 0.26 | 1.58 | 3.156 |  | 2.226 | 54.55% | 100% |  | Integrated | 300W | Mainly depending on outdoor temperature, but also subject to other running parameters, pressure, compressor speed etc. | N/A
International Comfort Products | HEIL | 8177081 | DLCAHB09K1A | DLFAHH09K1A | 10.3 | 30.5 | 15.7 | Yes | Ductless | Single-zone |  | 2388 | 9000 | 13240 | 0.2 | 0.61 | 1.345 | 3.499 | 4.32 | 2.885 | 2388 | 5500 | 13240 | 0.2 | 0.557 | 1.345 | 3.499 | 2.893 | 2.885 | 2388 | 10488 | 0.4 | 1.553 | 1.749 |  | 1.979 | 79.21% | 79.21% |  | Integrated | 3003 | The heater will operated based on temperature, it will activate at 37F outdoor ambient and below. | -22 | 2388 | z | 8560 | 0.6 | 1.367 | 1.166 | 1.835
International Comfort Products | HEIL | 8177090 | DLCAHB12K1A | DLFAHH12K1A | 10.3 | 23 | 12.7 | Yes | Ductless | Single-zone |  | 3071 | 13000 | 13000 | 0.2 | 1.212 | 1.22 | 4.5 | 3.143 | 3.12 | 3071 | 13000 | 13000 | 0.2 | 1.212 | 1.22 | 4.5 | 3.143 | 3.12 | 3071 | 13000 | 0.4 | 1.38 | 2.25 |  | 2.76 | 100% | 100% |  | Integrated | 2997 | The heater will operated based on temperature, it will activate at 37F outdoor ambient and below. | -22 | 3071 | z | 9800 | 0.6 | 1.44 | 1.5 | 1.99
International Comfort Products | HEIL | 8177099 | DLCAHB18K1A | DLFAHH18K1A | 10.3 | 21 | 12.5 | Yes | Ductless | Single-zone |  | 3753 | 19000 | 24566 | 0.35 | 1.797 | 2.5 | 3.14 | 3.098 | 2.879 | 3753 | 12717 | 24566 | 0.35 | 1.49 | 2.5 | 3.14 | 2.501 | 2.879 | 3753 | 19190 | 0.55 | 1.97 | 1.999 |  | 2.85 | 78.12% | 78.12% |  | Integrated | 3003 | The heater will operated based on temperature, it will activate at 37F outdoor ambient and below. | -22 | 3753 | z | 15430 | 0.75 | 2.14 | 1.466 | 2.113
International Comfort Products | KEEPRITE | 8177082 | DLCAHB09K1A | DLFAHH09K1A | 10.3 | 30.5 | 15.7 | Yes | Ductless | Single-zone |  | 2388 | 9000 | 13240 | 0.2 | 0.61 | 1.345 | 3.499 | 4.32 | 2.885 | 2388 | 5500 | 13240 | 0.2 | 0.557 | 1.345 | 3.499 | 2.893 | 2.885 | 2388 | 10488 | 0.4 | 1.553 | 1.749 |  | 1.979 | 79.21% | 79.21% |  | Integrated | 3004 | The heater will operated based on temperature, it will activate at 37F outdoor ambient and below. | -22 | 2388 | z | 8560 | 0.6 | 1.367 | 1.166 | 1.835
International Comfort Products | KEEPRITE | 8177091 | DLCAHB12K1A | DLFAHH12K1A | 10.3 | 23 | 12.7 | Yes | Ductless | Single-zone |  | 3071 | 13000 | 13000 | 0.2 | 1.212 | 1.22 | 4.5 | 3.143 | 3.12 | 3071 | 13000 | 13000 | 0.2 | 1.212 | 1.22 | 4.5 | 3.143 | 3.12 | 3071 | 13000 | 0.4 | 1.38 | 2.25 |  | 2.76 | 100% | 100% |  | Integrated | 2998 | The heater will operated based on temperature, it will activate at 37F outdoor ambient and below. | -22 | 3071 | z | 9800 | 0.6 | 1.44 | 1.5 | 1.99
International Comfort Products | KEEPRITE | 8177100 | DLCAHB18K1A | DLFAHH18K1A | 10.3 | 21 | 12.5 | Yes | Ductless | Single-zone |  | 3753 | 19000 | 24566 | 0.35 | 1.797 | 2.5 | 3.14 | 3.098 | 2.879 | 3753 | 12717 | 24566 | 0.35 | 1.49 | 2.5 | 3.14 | 2.501 | 2.879 | 3753 | 19190 | 0.55 | 1.97 | 1.999 |  | 2.85 | 78.12% | 78.12% |  | Integrated | 3004 | The heater will operated based on temperature, it will activate at 37F outdoor ambient and below. | -22 | 3753 | z | 15430 | 0.75 | 2.14 | 1.466 | 2.113
International Comfort Products | KENMORE | 8177086 | DLCAHB09K1A | DLFAHH09K1A | 10.3 | 30.5 | 15.7 | Yes | Ductless | Single-zone |  | 2388 | 9000 | 13240 | 0.2 | 0.61 | 1.345 | 3.499 | 4.32 | 2.885 | 2388 | 5500 | 13240 | 0.2 | 0.557 | 1.345 | 3.499 | 2.893 | 2.885 | 2388 | 10488 | 0.4 | 1.553 | 1.749 |  | 1.979 | 79.21% | 79.21% |  | Integrated | 3005 | The heater will operated based on temperature, it will activate at 37F outdoor ambient and below. | -22 | 2388 | z | 8560 | 0.6 | 1.367 | 1.166 | 1.835
International Comfort Products | KENMORE | 8177095 | DLCAHB12K1A | DLFAHH12K1A | 10.3 | 23 | 12.7 | Yes | Ductless | Single-zone |  | 3071 | 13000 | 13000 | 0.2 | 1.212 | 1.22 | 4.5 | 3.143 | 3.12 | 3071 | 13000 | 13000 | 0.2 | 1.212 | 1.22 | 4.5 | 3.143 | 3.12 | 3071 | 13000 | 0.4 | 1.38 | 2.25 |  | 2.76 | 100% | 100% |  | Integrated | 2999 | The heater will operated based on temperature, it will activate at 37F outdoor ambient and below. | -22 | 3071 | z | 9800 | 0.6 | 1.44 | 1.5 | 1.99
International Comfort Products | KENMORE | 8177104 | DLCAHB18K1A | DLFAHH18K1A | 10.3 | 21 | 12.5 | Yes | Ductless | Single-zone |  | 3753 | 19000 | 24566 | 0.35 | 1.797 | 2.5 | 3.14 | 3.098 | 2.879 | 3753 | 12717 | 24566 | 0.35 | 1.49 | 2.5 | 3.14 | 2.501 | 2.879 | 3753 | 19190 | 0.55 | 1.97 | 1.999 |  | 2.85 | 78.12% | 78.12% |  | Integrated | 3005 | The heater will operated based on temperature, it will activate at 37F outdoor ambient and below. | -22 | 3753 | z | 15430 | 0.75 | 2.14 | 1.466 | 2.113
GD Midea Air-Conditioning Equipment Co.,Ltd | Lennox | 10062010 | MPB018S4M-1P | Non-Ducted Indoor Units | 10.3 | 22.5 | 12.5 | Yes | Ductless | Multi-zone |  | 5760 | 19000 | 24480 | 0.52 | 1.547 | 1.98 | 3.2463 | 3.5995 | 3.6234 | 5376 | 12000 | 16234 | 0.566 | 1.256 | 2.15 | 2.7837 | 2.8 | 2.2129 | 4752 | 9662 | 0.581 | 1.524 | 2.397 |  | 1.858 | 39.47% | 59.52% |  | Integrated | 150 | 1.When the unit power is on/in heating mode,and if the outdoor temperature drops below 3oC for 30 seconds,after running for 25mins, the base pan heater will be actived for 5 minutes. 2.In defrost mode and the outdoor temperature lower 1oC for 10 seconds the base pan heater will be actived and will be 5 mins delay inactive after defrost. | N/A
GD Midea Air-Conditioning Equipment Co.,Ltd | Lennox | 10062012 | MPB030S4M-1P | Non-Ducted Indoor Units | 10.3 | 23 | 12.5 | Yes | Ductless | Multi-zone |  | 6010 | 28000 | 36180 | 0.715 | 2.104 | 3.17 | 2.4634 | 3.9002 | 3.3449 | 5721 | 17200 | 24345 | 0.765 | 1.788 | 3.451 | 2.1917 | 2.8193 | 2.0675 | 5556 | 16820 | 0.843 | 2.526 | 1.9316 |  | 1.9515 | 46.49% | 69.09% |  | Integrated | 150 | 1.When the unit power is on/in heating mode,and if the outdoor temperature drops below 3oC for 30 seconds,after running for 25mins, the base pan heater will be actived for 5 minutes. 2.In defrost mode and the outdoor temperature lower 1oC for 10 seconds the base pan heater will be actived and will be 5 mins delay inactive after defrost. | N/A
GD Midea Air-Conditioning Equipment Co.,Ltd | Lennox | 10062016 | MPB048S4M-1P | Non-Ducted Indoor Units | 10.2 | 22.4 | 12.5 | Yes | Ductless | Multi-zone |  | 7210 | 48000 | 55820 | 1.02 | 3.908 | 4.705 | 2.0716 | 3.5996 | 3.477 | 6822 | 29600 | 36673 | 1.081 | 3.213 | 4.567 | 1.8495 | 2.6999 | 2.3534 | 6567 | 24120 | 1.115 | 3.938 | 1.7261 |  | 1.795 | 43.21% | 65.77% |  | Integrated | 150 | 1.When the unit power is on/in heating mode,and if the outdoor temperature drops below 3oC for 30 seconds,after running for 25mins, the base pan heater will be actived for 5 minutes. 2.In defrost mode and the outdoor temperature lower 1oC for 10 seconds the base pan heater will be actived and will be 5 mins delay inactive after defrost. | N/A
GD Midea Air-Conditioning Equipment Co.,Ltd | Lennox | 9920055 | MLA036S4M-1P | Non-Ducted Indoor Units | 10.5 | 21.5 | 13.5 | Yes | Ductless | Multi-zone |  | 7210 | 36000 | 50350 | 1.02 | 2.777 | 4.64 | 2.0716 | 3.7993 | 3.1802 | 6845 | 23200 | 38125 | 1.091 | 2.446 | 5.502 | 1.8387 | 2.7797 | 2.0308 | 6425 | 36000 | 1.146 | 5.379 | 1.6431 |  | 1.9614 | 71.5% | 94.43% |  | Integrated | 150 | 1.When the unit power is on/in heating mode,and if the outdoor temperature drops below 3oC for 30 seconds,after running for 25mins, the base pan heater will be actived for 5 minutes. 2.In defrost mode and the outdoor temperature lower 1oC for 10 seconds the base pan heater will be actived and will be 5 mins delay inactive after defrost. | N/A
GD Midea Air-Conditioning Equipment Co.,Ltd | Lennox | 9920054 | MLA030S4M-1P | Non-Ducted Indoor Units | 10.4 | 22 | 13 | Yes | Ductless | Multi-zone |  | 5820 | 28000 | 37720 | 0.895 | 2.345 | 3.475 | 1.9058 | 3.4994 | 3.1812 | 5411 | 18000 | 31054 | 0.924 | 1.925 | 4.176 | 1.7162 | 2.7404 | 2.1794 | 5145 | 28160 | 1.008 | 4.041 | 1.4959 |  | 2.0423 | 74.66% | 90.68% |  | Integrated | 150 | 1.When the unit power is on/in heating mode,and if the outdoor temperature drops below 3oC for 30 seconds,after running for 25mins, the base pan heater will be actived for 5 minutes. 2.In defrost mode and the outdoor temperature lower 1oC for 10 seconds the base pan heater will be actived and will be 5 mins delay inactive after defrost. | N/A
Lennox Industries, Inc. | Lennox | 8994418 | MLA030S4M-1P | Non-Ducted Indoor Units | 10.4 | 22 | 13 | Yes | Ductless | Multi-zone |  | 5820 | 28000 | 37720 | 0.895 | 2.345 | 3.475 | 1.9058 | 3.4994 | 3.1812 | 5411 | 18000 | 31054 | 0.924 | 1.925 | 4.176 | 1.7162 | 2.7404 | 2.1794 | 5145 | 28160 | 1.008 | 4.041 | 1.4959 |  | 2.0423 | 74.66% | 90.68% |  | Integrated | 150 | 1.When the unit power is on/in heating mode,and if the outdoor temperature drops below 3oC for 30 seconds,after running for 25mins, the base pan heater will be actived for 5 minutes. 2.In defrost mode and the outdoor temperature lower 1oC for 10 seconds the base pan heater will be actived and will be 5 mins delay inactive after defrost. | N/A
Lennox Industries, Inc. | Lennox | 8994421 | MLA036S4M-1P | Non-Ducted Indoor Units | 10.5 | 21.5 | 13.5 | Yes | Ductless | Multi-zone |  | 7210 | 36000 | 50350 | 1.02 | 2.777 | 4.64 | 2.0716 | 3.7993 | 3.1802 | 6845 | 23200 | 38125 | 1.091 | 2.446 | 5.502 | 1.8387 | 2.7797 | 2.0308 | 6425 | 36000 | 1.146 | 5.379 | 1.6431 |  | 1.9614 | 71.5% | 94.43% |  | Integrated | 150 | 1.When the unit power is on/in heating mode,and if the outdoor temperature drops below 3oC for 30 seconds,after running for 25mins, the base pan heater will be actived for 5 minutes. 2.In defrost mode and the outdoor temperature lower 1oC for 10 seconds the base pan heater will be actived and will be 5 mins delay inactive after defrost. | N/A
GD Midea Air-Conditioning Equipment Co.,Ltd | Lennox | 10058830 | MPB009S4S-1P | M22A009S4-1P | 10.5 | 20 | 13 | Yes | Ductless | Single-zone |  | 3038 | 10000 | 12680 | 0.152 | 0.85 | 1.336 | 5.8576 | 3.4479 | 2.7815 | 2412 | 5800 | 8912 | 0.178 | 0.639 | 1.202 | 3.9713 | 2.6601 | 2.1729 | 2102 | 7878 | 0.159 | 1.172 | 3.8744 |  | 1.97 | 62.13% | 88.4% |  | Integrated | 150 | 1.When the unit power is on/in heating mode,and if the outdoor temperature drops below 3oC for 30 seconds,after running for 25mins, the base pan heater will be actived for 5 minutes. 2.In defrost mode and the outdoor temperature lower 1oC for 10 seconds the base pan heater will be actived and will be 5 mins delay inactive after defrost. | N/A
GD Midea Air-Conditioning Equipment Co.,Ltd | Lennox | 10058831 | MPB009S4S-1P | M22A009S4-2P | 10.5 | 20 | 13 | Yes | Ductless | Single-zone |  | 3038 | 10000 | 12680 | 0.152 | 0.85 | 1.336 | 5.8576 | 3.4479 | 2.7815 | 2412 | 5800 | 8912 | 0.178 | 0.639 | 1.202 | 3.9713 | 2.6601 | 2.1729 | 2102 | 7878 | 0.159 | 1.172 | 3.8744 |  | 1.97 | 62.13% | 88.4% |  | Integrated | 150 | 1.When the unit power is on/in heating mode,and if the outdoor temperature drops below 3oC for 30 seconds,after running for 25mins, the base pan heater will be actived for 5 minutes. 2.In defrost mode and the outdoor temperature lower 1oC for 10 seconds the base pan heater will be actived and will be 5 mins delay inactive after defrost. | N/A
GD Midea Air-Conditioning Equipment Co.,Ltd | Lennox | 8129566 | MPA012S4S-1P | M22A012S4-1P | 10 | 20.5 | 13 | Yes | Ductless | Single-zone |  | 4062 | 12000 | 16916 | 0.195 | 0.93 | 1.702 | 6.1049 | 3.7816 | 2.9128 | 7200 | 3178 | 11696 | 0.799 | 0.229 | 1.498 | 2.6409 | 4.0672 | 2.2882 | 2716 | 7465 | 0.218 | 1.143 | 3.6513 |  | 1.9141 | 44.13% | 63.83% |  | Integrated | 150 | 1.When the unit power is on/in heating mode,and if the outdoor temperature drops below 3oC for 30 seconds,after running for 25mins, the base pan heater will be actived for 5 minutes. 2.In defrost mode and the outdoor temperature lower 1oC for 10 seconds the base pan heater will be actived and will be 5 mins delay inactive after defrost. | N/A
GD Midea Air-Conditioning Equipment Co.,Ltd | Lennox | 10058832 | MPB012S4S-1P | M22A012S4-1P | 10.5 | 21.5 | 14 | Yes | Ductless | Single-zone |  | 3883 | 12000 | 17120 | 0.181 | 0.902 | 1.694 | 6.2873 | 3.8989 | 2.9619 | 3086 | 7500 | 12012 | 0.219 | 0.82 | 1.523 | 4.1298 | 2.6805 | 2.3115 | 2695 | 8462 | 0.201 | 1.31 | 3.9295 |  | 1.8931 | 49.43% | 70.45% |  | Integrated | 150 | 1.When the unit power is on/in heating mode,and if the outdoor temperature drops below 3oC for 30 seconds,after running for 25mins, the base pan heater will be actived for 5 minutes. 2.In defrost mode and the outdoor temperature lower 1oC for 10 seconds the base pan heater will be actived and will be 5 mins delay inactive after defrost. | N/A
GD Midea Air-Conditioning Equipment Co.,Ltd | Lennox | 10058833 | MPB012S4S-1P | M22A012S4-2P | 10.5 | 21.5 | 14 | Yes | Ductless | Single-zone |  | 3883 | 12000 | 17120 | 0.181 | 0.902 | 1.694 | 6.2873 | 3.8989 | 2.9619 | 3086 | 7500 | 12012 | 0.219 | 0.82 | 1.523 | 4.1298 | 2.6805 | 2.3115 | 2695 | 8462 | 0.201 | 1.31 | 3.9295 |  | 1.8931 | 49.43% | 70.45% |  | Integrated | 150 | 1.When the unit power is on/in heating mode,and if the outdoor temperature drops below 3oC for 30 seconds,after running for 25mins, the base pan heater will be actived for 5 minutes. 2.In defrost mode and the outdoor temperature lower 1oC for 10 seconds the base pan heater will be actived and will be 5 mins delay inactive after defrost. | N/A
GD Midea Air-Conditioning Equipment Co.,Ltd | Lennox | 10058834 | MPB018S4S-1P | M22A018S4-1P | 10.3 | 20 | 12.5 | Yes | Ductless | Single-zone |  | 4895 | 18000 | 22688 | 0.244 | 1.499 | 2.412 | 5.8794 | 3.5192 | 2.7567 | 3931 | 12000 | 15213 | 0.282 | 1.274 | 1.899 | 4.0853 | 2.7605 | 2.3478 | 3535 | 9410 | 0.261 | 1.391 | 3.9694 |  | 1.9826 | 41.48% | 61.85% |  | Integrated | 150 | 1.When the unit power is on/in heating mode,and if the outdoor temperature drops below 3oC for 30 seconds,after running for 25mins, the base pan heater will be actived for 5 minutes. 2.In defrost mode and the outdoor temperature lower 1oC for 10 seconds the base pan heater will be actived and will be 5 mins delay inactive after defrost. | N/A
GD Midea Air-Conditioning Equipment Co.,Ltd | Lennox | 10058835 | MPB018S4S-1P | M22A018S4-2P | 10.3 | 20 | 12.5 | Yes | Ductless | Single-zone |  | 4895 | 18000 | 22688 | 0.244 | 1.499 | 2.412 | 5.8794 | 3.5192 | 2.7567 | 3931 | 12000 | 15213 | 0.282 | 1.274 | 1.899 | 4.0853 | 2.7605 | 2.3478 | 3535 | 9410 | 0.261 | 1.391 | 3.9694 |  | 1.9826 | 41.48% | 61.85% |  | Integrated | 150 | 1.When the unit power is on/in heating mode,and if the outdoor temperature drops below 3oC for 30 seconds,after running for 25mins, the base pan heater will be actived for 5 minutes. 2.In defrost mode and the outdoor temperature lower 1oC for 10 seconds the base pan heater will be actived and will be 5 mins delay inactive after defrost. | N/A
GD Midea Air-Conditioning Equipment Co.,Ltd | Lennox | 10058836 | MPB024S4S-1P | M33A024S4-1P | 10.5 | 20 | 12.5 | Yes | Ductless | Single-zone |  | 7050 | 24400 | 32546 | 0.448 | 2.043 | 3.368 | 4.6119 | 3.5002 | 2.832 | 5712 | 15800 | 18628 | 0.541 | 1.809 | 2.639 | 3.0943 | 2.5597 | 2.0687 | 4886 | 15327 | 0.496 | 2.395 | 2.887 |  | 1.8755 | 47.09% | 82.28% |  | Integrated | 150 | 1.When the unit power is on/in heating mode,and if the outdoor temperature drops below 3oC for 30 seconds,after running for 25mins, the base pan heater will be actived for 5 minutes. 2.In defrost mode and the outdoor temperature lower 1oC for 10 seconds the base pan heater will be actived and will be 5 mins delay inactive after defrost. | N/A
GD Midea Air-Conditioning Equipment Co.,Ltd | Lennox | 10058836 | MPB024S4S-1P | M33A024S4-2P | 10.5 | 20 | 12.5 | Yes | Ductless | Single-zone |  | 7050 | 24400 | 32546 | 0.448 | 2.043 | 3.368 | 4.6119 | 3.5002 | 2.832 | 5712 | 15800 | 18628 | 0.541 | 1.809 | 2.639 | 3.0943 | 2.5597 | 2.0687 | 4886 | 15327 | 0.496 | 2.395 | 2.887 |  | 1.8755 | 47.09% | 82.28% |  | Integrated | 150 | 1.When the unit power is on/in heating mode,and if the outdoor temperature drops below 3oC for 30 seconds,after running for 25mins, the base pan heater will be actived for 5 minutes. 2.In defrost mode and the outdoor temperature lower 1oC for 10 seconds the base pan heater will be actived and will be 5 mins delay inactive after defrost. | N/A
GD Midea Air-Conditioning Equipment Co.,Ltd | Lennox | 10058826 | MPB024S4S-1P | MCFA024S4-1P | 11 | 20 | 12.5 | Yes | Ductless | Single-zone |  | 7002 | 24000 | 32821 | 0.448 | 1.733 | 3.368 | 4.5805 | 4.0587 | 2.856 | 5592 | 15000 | 18214 | 0.534 | 1.537 | 2.538 | 3.069 | 2.8602 | 2.1032 | 4811 | 17705 | 0.487 | 2.569 | 2.8952 |  | 2.0198 | 53.94% | 97.21% |  | Integrated | 150 | 1.When the unit power is on/in heating mode,and if the outdoor temperature drops below 3oC for 30 seconds,after running for 25mins, the base pan heater will be actived for 5 minutes. 2.In defrost mode and the outdoor temperature lower 1oC for 10 seconds the base pan heater will be actived and will be 5 mins delay inactive after defrost. | N/A
GD Midea Air-Conditioning Equipment Co.,Ltd | Lennox | 10058827 | MPB024S4S-1P | MCFA024S4-2P | 11 | 20 | 12.5 | Yes | Ductless | Single-zone |  | 7002 | 24000 | 32821 | 0.448 | 1.733 | 3.368 | 4.5805 | 4.0587 | 2.856 | 5592 | 15000 | 18214 | 0.534 | 1.537 | 2.538 | 3.069 | 2.8602 | 2.1032 | 4811 | 17705 | 0.487 | 2.569 | 2.8952 |  | 2.0198 | 53.94% | 97.21% |  | Integrated | 150 | 1.When the unit power is on/in heating mode,and if the outdoor temperature drops below 3oC for 30 seconds,after running for 25mins, the base pan heater will be actived for 5 minutes. 2.In defrost mode and the outdoor temperature lower 1oC for 10 seconds the base pan heater will be actived and will be 5 mins delay inactive after defrost. | N/A
GD Midea Air-Conditioning Equipment Co.,Ltd | Lennox | 10058825 | MPB018S4S-1P | MCFB018S4-2P | 10.5 | 20 | 12.5 | Yes | Ductless | Single-zone |  | 4826 | 18000 | 23011 | 0.238 | 1.552 | 2.425 | 5.9427 | 3.399 | 2.781 | 3964 | 12000 | 14923 | 0.282 | 1.303 | 1.831 | 4.1196 | 2.699 | 2.3886 | 3423 | 10274 | 0.253 | 1.433 | 3.9651 |  | 2.1012 | 44.65% | 68.85% |  | Integrated | 150 | 1.When the unit power is on/in heating mode,and if the outdoor temperature drops below 3oC for 30 seconds,after running for 25mins, the base pan heater will be actived for 5 minutes. 2.In defrost mode and the outdoor temperature lower 1oC for 10 seconds the base pan heater will be actived and will be 5 mins delay inactive after defrost. | N/A
GD Midea Air-Conditioning Equipment Co.,Ltd | Lennox | 8129529 | MPA009S4S-1P | MWMA009S4-1P | 10 | 23.5 | 14.5 | Yes | Ductless | Single-zone |  | 3102 | 10000 | 11800 | 0.153 | 0.801 | 1.308 | 5.9419 | 3.6588 | 2.6439 | 2388 | 5700 | 8678 | 0.178 | 0.702 | 1.098 | 3.9318 | 2.3796 | 2.3163 | 2173 | 6291 | 0.167 | 0.884 | 3.8134 |  | 2.0856 | 53.31% | 72.49% |  | Integrated | 150 | 1.When the unit power is on/in heating mode,and if the outdoor temperature drops below 3oC for 30 seconds,after running for 25mins, the base pan heater will be actived for 5 minutes. 2.In defrost mode and the outdoor temperature lower 1oC for 10 seconds the base pan heater will be actived and will be 5 mins delay inactive after defrost. | N/A
GD Midea Air-Conditioning Equipment Co.,Ltd | Lennox | 10056169 | MPB009S4S-1P | MWMA009S4-1P | 10.8 | 23.5 | 14.9 | Yes | Ductless | Single-zone |  | 3009 | 9800 | 12700 | 0.144 | 0.756 | 1.33 | 6.124 | 3.7991 | 2.7985 | 2407 | 5800 | 8890 | 0.173 | 0.616 | 1.098 | 4.0776 | 2.7594 | 2.3729 | 2106 | 7990 | 0.156 | 1.175 | 3.9565 |  | 1.9929 | 62.91% | 89.88% |  | Integrated | 150 | 1.When the unit power is on/in heating mode,and if the outdoor temperature drops below 3oC for 30 seconds,after running for 25mins, the base pan heater will be actived for 5 minutes. 2.In defrost mode and the outdoor temperature lower 1oC for 10 seconds the base pan heater will be actived and will be 5 mins delay inactive after defrost. | N/A
GD Midea Air-Conditioning Equipment Co.,Ltd | Lennox | 9920038 | MLA009S4S-1P | MWMA009S4-2P | 10.5 | 24 | 14.5 | Yes | Ductless | Single-zone |  | 2750 | 10900 | 14360 | 0.159 | 0.828 | 1.35 | 5.0688 | 3.8581 | 3.1174 | 2200 | 6900 | 12115 | 0.191 | 0.738 | 1.815 | 3.3757 | 2.7401 | 1.9562 | 1925 | 10830 | 0.172 | 1.7 | 3.28 |  | 1.867 | 75.42% | 89.39% |  | Integrated | 150 | 1.When the unit power is on/in heating mode,and if the outdoor temperature drops below 3oC for 30 seconds,after running for 25mins, the base pan heater will be actived for 5 minutes. 2.In defrost mode and the outdoor temperature lower 1oC for 10 seconds the base pan heater will be actived and will be 5 mins delay inactive after defrost. | N/A
GD Midea Air-Conditioning Equipment Co.,Ltd | Lennox | 10056170 | MPB009S4S-1P | MWMA009S4-2P | 10.8 | 23.5 | 14.9 | Yes | Ductless | Single-zone |  | 3009 | 9800 | 12700 | 0.144 | 0.756 | 1.33 | 6.124 | 3.7991 | 2.7985 | 2407 | 5800 | 8890 | 0.173 | 0.616 | 1.098 | 4.0776 | 2.7594 | 2.3729 | 2106 | 7990 | 0.156 | 1.175 | 3.9565 |  | 1.9929 | 62.91% | 89.88% |  | Integrated | 150 | 1.When the unit power is on/in heating mode,and if the outdoor temperature drops below 3oC for 30 seconds,after running for 25mins, the base pan heater will be actived for 5 minutes. 2.In defrost mode and the outdoor temperature lower 1oC for 10 seconds the base pan heater will be actived and will be 5 mins delay inactive after defrost. | N/A
GD Midea Air-Conditioning Equipment Co.,Ltd | Lennox | 8129519 | MPA012S4S-1L | MWMA012S4-1L | 10 | 21.5 | 13 | Yes | Ductless | Single-zone |  | 3580 | 12000 | 15800 | 0.175 | 1.092 | 1.81 | 5.9954 | 3.2206 | 2.5583 | 2882 | 7600 | 10830 | 0.212 | 0.844 | 1.508 | 3.9841 | 2.639 | 2.1047 | 2506 | 5807 | 0.189 | 0.955 | 3.8859 |  | 1.7821 | 36.75% | 53.62% |  | Integrated | 150 | 1.When the unit power is on/in heating mode,and if the outdoor temperature drops below 3oC for 30 seconds,after running for 25mins, the base pan heater will be actived for 5 minutes. 2.In defrost mode and the outdoor temperature lower 1oC for 10 seconds the base pan heater will be actived and will be 5 mins delay inactive after defrost. | N/A
GD Midea Air-Conditioning Equipment Co.,Ltd | Lennox | 8129532 | MPA012S4S-1P | MWMA012S4-1P | 10 | 21.5 | 13 | Yes | Ductless | Single-zone |  | 3820 | 12000 | 16500 | 0.182 | 1.047 | 1.71 | 6.1513 | 3.359 | 2.8279 | 3224 | 7600 | 11920 | 0.226 | 0.844 | 1.484 | 4.1808 | 2.639 | 2.354 | 2674 | 6292 | 0.196 | 0.98 | 3.9983 |  | 1.8816 | 38.13% | 52.79% |  | Integrated | 150 | 1.When the unit power is on/in heating mode,and if the outdoor temperature drops below 3oC for 30 seconds,after running for 25mins, the base pan heater will be actived for 5 minutes. 2.In defrost mode and the outdoor temperature lower 1oC for 10 seconds the base pan heater will be actived and will be 5 mins delay inactive after defrost. | N/A
GD Midea Air-Conditioning Equipment Co.,Ltd | Lennox | 10056171 | MPB012S4S-1P | MWMA012S4-1P | 11 | 22.7 | 13.7 | Yes | Ductless | Single-zone |  | 3880 | 12000 | 17300 | 0.177 | 0.999 | 1.68 | 6.4244 | 3.5204 | 3.0179 | 3104 | 7700 | 12110 | 0.212 | 0.816 | 1.414 | 4.291 | 2.7655 | 2.51 | 2716 | 9134 | 0.192 | 1.382 | 4.1457 |  | 1.937 | 52.8% | 75.43% |  | Integrated | 150 | 1.When the unit power is on/in heating mode,and if the outdoor temperature drops below 3oC for 30 seconds,after running for 25mins, the base pan heater will be actived for 5 minutes. 2.In defrost mode and the outdoor temperature lower 1oC for 10 seconds the base pan heater will be actived and will be 5 mins delay inactive after defrost. | N/A
GD Midea Air-Conditioning Equipment Co.,Ltd | Lennox | 9920041 | MLA012S4S-1P | MWMA012S4-2P | 10 | 22 | 12.5 | Yes | Ductless | Single-zone |  | 3660 | 12000 | 15600 | 0.188 | 0.994 | 1.8 | 5.7055 | 3.5381 | 2.5399 | 2928 | 7800 | 13159 | 0.226 | 0.866 | 2.105 | 3.797 | 2.6397 | 1.8321 | 2562 | 12038 | 0.203 | 1.972 | 3.6988 |  | 1.789 | 77.17% | 91.48% |  | Integrated | 150 | 1.When the unit power is on/in heating mode,and if the outdoor temperature drops below 3oC for 30 seconds,after running for 25mins, the base pan heater will be actived for 5 minutes. 2.In defrost mode and the outdoor temperature lower 1oC for 10 seconds the base pan heater will be actived and will be 5 mins delay inactive after defrost. | N/A
GD Midea Air-Conditioning Equipment Co.,Ltd | Lennox | 10056172 | MPB012S4S-1P | MWMA012S4-2P | 11 | 22.7 | 13.7 | Yes | Ductless | Single-zone |  | 3880 | 12000 | 17300 | 0.177 | 0.999 | 1.68 | 6.4244 | 3.5204 | 3.0179 | 3104 | 7700 | 12110 | 0.212 | 0.816 | 1.414 | 4.291 | 2.7655 | 2.51 | 2716 | 9134 | 0.192 | 1.382 | 4.1457 |  | 1.937 | 52.8% | 75.43% |  | Integrated | 150 | 1.When the unit power is on/in heating mode,and if the outdoor temperature drops below 3oC for 30 seconds,after running for 25mins, the base pan heater will be actived for 5 minutes. 2.In defrost mode and the outdoor temperature lower 1oC for 10 seconds the base pan heater will be actived and will be 5 mins delay inactive after defrost. | N/A
GD Midea Air-Conditioning Equipment Co.,Ltd | Lennox | 10056173 | MPB018S4S-1P | MWMA018S4-1P | 10.4 | 21 | 13 | Yes | Ductless | Single-zone |  | 4870 | 18000 | 23000 | 0.231 | 1.589 | 2.4 | 6.1786 | 3.3199 | 2.8086 | 3896 | 11400 | 15120 | 0.277 | 1.228 | 1.723 | 4.122 | 2.7207 | 2.5718 | 3409 | 11178 | 0.25 | 1.616 | 3.9963 |  | 2.0272 | 48.6% | 73.93% |  | Integrated | 150 | 1.When the unit power is on/in heating mode,and if the outdoor temperature drops below 3oC for 30 seconds,after running for 25mins, the base pan heater will be actived for 5 minutes. 2.In defrost mode and the outdoor temperature lower 1oC for 10 seconds the base pan heater will be actived and will be 5 mins delay inactive after defrost. | N/A
GD Midea Air-Conditioning Equipment Co.,Ltd | Lennox | 10056174 | MPB018S4S-1P | MWMA018S4-2P | 10.4 | 21 | 13 | Yes | Ductless | Single-zone |  | 4870 | 18000 | 23000 | 0.231 | 1.589 | 2.4 | 6.1786 | 3.3199 | 2.8086 | 3896 | 11400 | 15120 | 0.277 | 1.228 | 1.723 | 4.122 | 2.7207 | 2.5718 | 3409 | 11178 | 0.25 | 1.616 | 3.9963 |  | 2.0272 | 48.6% | 73.93% |  | Integrated | 150 | 1.When the unit power is on/in heating mode,and if the outdoor temperature drops below 3oC for 30 seconds,after running for 25mins, the base pan heater will be actived for 5 minutes. 2.In defrost mode and the outdoor temperature lower 1oC for 10 seconds the base pan heater will be actived and will be 5 mins delay inactive after defrost. | N/A
GD Midea Air-Conditioning Equipment Co.,Ltd | Lennox | 10056175 | MPB024S4S-1P | MWMA024S4-1P | 11.5 | 20.7 | 13.7 | Yes | Ductless | Single-zone |  | 7100 | 25000 | 32890 | 0.44 | 1.959 | 3.35 | 4.7291 | 3.7401 | 2.8773 | 5680 | 15300 | 18925 | 0.528 | 1.661 | 2.618 | 3.1527 | 2.6996 | 2.1186 | 4970 | 18099 | 0.475 | 2.561 | 3.0664 |  | 2.0712 | 55.03% | 95.64% |  | Integrated | 150 | 1.When the unit power is on/in heating mode,and if the outdoor temperature drops below 3oC for 30 seconds,after running for 25mins, the base pan heater will be actived for 5 minutes. 2.In defrost mode and the outdoor temperature lower 1oC for 10 seconds the base pan heater will be actived and will be 5 mins delay inactive after defrost. | N/A
GD Midea Air-Conditioning Equipment Co.,Ltd | Lennox | 9920047 | MLA024S4S-1P | MWMA024S4-2P | 10 | 20 | 12.5 | Yes | Ductless | Single-zone |  | 7260 | 24000 | 31200 | 0.451 | 1.954 | 3.27 | 4.7177 | 3.5996 | 2.7963 | 5808 | 15400 | 27155 | 0.541 | 1.635 | 4.33 | 3.1463 | 2.7604 | 1.838 | 5082 | 26030 | 0.487 | 4.29 | 3.0583 |  | 1.7782 | 83.43% | 95.86% |  | Integrated | 150 | 1.When the unit power is on/in heating mode,and if the outdoor temperature drops below 3oC for 30 seconds,after running for 25mins, the base pan heater will be actived for 5 minutes. 2.In defrost mode and the outdoor temperature lower 1oC for 10 seconds the base pan heater will be actived and will be 5 mins delay inactive after defrost. | N/A
GD Midea Air-Conditioning Equipment Co.,Ltd | Lennox | 8129542 | MPA024S4S-1P | MWMA024S4-1P | 10 | 20 | 12.5 | Yes | Ductless | Single-zone |  | 7060 | 25000 | 31850 | 0.446 | 2.275 | 3.42 | 4.6392 | 3.2206 | 2.7293 | 5597 | 17800 | 18825 | 0.532 | 1.877 | 2.461 | 3.0833 | 2.7793 | 2.2418 | 4942 | 16382 | 0.483 | 2.202 | 2.9987 |  | 2.1803 | 51.43% | 87.02% |  | Integrated | 150 | 1.When the unit power is on/in heating mode,and if the outdoor temperature drops below 3oC for 30 seconds,after running for 25mins, the base pan heater will be actived for 5 minutes. 2.In defrost mode and the outdoor temperature lower 1oC for 10 seconds the base pan heater will be actived and will be 5 mins delay inactive after defrost. | N/A
GD Midea Air-Conditioning Equipment Co.,Ltd | Lennox | 10056176 | MPB024S4S-1P | MWMA024S4-2P | 11.5 | 20.7 | 13.7 | Yes | Ductless | Single-zone |  | 7100 | 25000 | 32890 | 0.44 | 1.959 | 3.35 | 4.7291 | 3.7401 | 2.8773 | 5680 | 15300 | 18925 | 0.528 | 1.661 | 2.618 | 3.1527 | 2.6996 | 2.1186 | 4970 | 18099 | 0.475 | 2.561 | 3.0664 |  | 2.0712 | 55.03% | 95.64% |  | Integrated | 150 | 1.When the unit power is on/in heating mode,and if the outdoor temperature drops below 3oC for 30 seconds,after running for 25mins, the base pan heater will be actived for 5 minutes. 2.In defrost mode and the outdoor temperature lower 1oC for 10 seconds the base pan heater will be actived and will be 5 mins delay inactive after defrost. | N/A
GD Midea Air-Conditioning Equipment Co.,Ltd | Lennox | 10056167 | MPB009S4S-1L | MWMB009S4-1L | 11.2 | 24.5 | 15 | Yes | Ductless | Single-zone |  | 3550 | 11000 | 14500 | 0.151 | 0.862 | 1.65 | 6.8901 | 3.7399 | 2.5755 | 2840 | 6500 | 10150 | 0.181 | 0.676 | 1.38 | 4.5985 | 2.818 | 2.1556 | 2485 | 6776 | 0.16308 | 1.02 | 4.4658 |  | 1.9469 | 46.73% | 66.76% |  | Integrated | 150 | 1.When the unit power is on/in heating mode,and if the outdoor temperature drops below 3oC for 30 seconds,after running for 25mins, the base pan heater will be actived for 5 minutes. 2.In defrost mode and the outdoor temperature lower 1oC for 10 seconds the base pan heater will be actived and will be 5 mins delay inactive after defrost. | N/A
GD Midea Air-Conditioning Equipment Co.,Ltd | Lennox | 10056168 | MPB012S4S-1L | MWMB012S4-1L | 13 | 22 | 10.2 | Yes | Ductless | Single-zone |  | 3690 | 12000 | 16600 | 0.17 | 1.028 | 1.74 | 6.3614 | 3.4211 | 2.796 | 2952 | 7600 | 11220 | 0.204 | 0.857 | 1.421 | 4.2409 | 2.599 | 2.314 | 2583 | 6885 | 0.1836 | 1.006 | 4.1231 |  | 2.0058 | 41.48% | 61.36% |  | Integrated | 150 | 1.When the unit power is on/in heating mode,and if the outdoor temperature drops below 3oC for 30 seconds,after running for 25mins, the base pan heater will be actived for 5 minutes. 2.In defrost mode and the outdoor temperature lower 1oC for 10 seconds the base pan heater will be actived and will be 5 mins delay inactive after defrost. | N/A
GD Midea Air-Conditioning Equipment Co.,Ltd | Lennox | 9962880 | MPA012S4S-1P | M22A012S4-2P | 10 | 20.5 | 13 | Yes | Ductless | Single-zone |  | 4062 | 12000 | 16916 | 0.195 | 0.93 | 1.702 | 6.1049 | 3.7816 | 2.9128 | 7200 | 3178 | 11696 | 0.799 | 0.229 | 1.498 | 2.6409 | 4.0672 | 2.2882 | 2716 | 7465 | 0.218 | 1.143 | 3.6513 |  | 1.9141 | 44.13% | 63.83% |  | Integrated | 150 | 1.When the unit power is on/in heating mode,and if the outdoor temperature drops below 3oC for 30 seconds,after running for 25mins, the base pan heater will be actived for 5 minutes. 2.In defrost mode and the outdoor temperature lower 1oC for 10 seconds the base pan heater will be actived and will be 5 mins delay inactive after defrost. | N/A
GD Midea Air-Conditioning Equipment Co.,Ltd | Lennox | 9962873 | MPA009S4S-1P | MWMA009S4-2P | 10 | 23.5 | 14.5 | Yes | Ductless | Single-zone |  | 3102 | 10000 | 11800 | 0.153 | 0.801 | 1.308 | 5.9419 | 3.6588 | 2.6439 | 2388 | 5700 | 8678 | 0.178 | 0.702 | 1.098 | 3.9318 | 2.3796 | 2.3163 | 2173 | 6291 | 0.167 | 0.884 | 3.8134 |  | 2.0856 | 53.31% | 72.49% |  | Integrated | 150 | 1.When the unit power is on/in heating mode,and if the outdoor temperature drops below 3oC for 30 seconds,after running for 25mins, the base pan heater will be actived for 5 minutes. 2.In defrost mode and the outdoor temperature lower 1oC for 10 seconds the base pan heater will be actived and will be 5 mins delay inactive after defrost. | N/A
GD Midea Air-Conditioning Equipment Co.,Ltd | Lennox | 9962874 | MPA012S4S-1P | MWMA012S4-2P | 10 | 21.5 | 13 | Yes | Ductless | Single-zone |  | 3820 | 12000 | 16500 | 0.182 | 1.047 | 1.71 | 6.1513 | 3.359 | 2.8279 | 3224 | 7600 | 11920 | 0.226 | 0.844 | 1.484 | 4.1808 | 2.639 | 2.354 | 2674 | 6292 | 0.196 | 0.98 | 3.9983 |  | 1.8816 | 38.13% | 52.79% |  | Integrated | 150 | 1.When the unit power is on/in heating mode,and if the outdoor temperature drops below 3oC for 30 seconds,after running for 25mins, the base pan heater will be actived for 5 minutes. 2.In defrost mode and the outdoor temperature lower 1oC for 10 seconds the base pan heater will be actived and will be 5 mins delay inactive after defrost. | N/A
GD Midea Air-Conditioning Equipment Co.,Ltd | Lennox | 9962876 | MPA024S4S-1P | MWMA024S4-2P | 10 | 20 | 12.5 | Yes | Ductless | Single-zone |  | 7060 | 25000 | 31850 | 0.446 | 2.275 | 3.42 | 4.6392 | 3.2206 | 2.7293 | 5597 | 17800 | 18825 | 0.532 | 1.877 | 2.461 | 3.0833 | 2.7793 | 2.2418 | 4942 | 16382 | 0.483 | 2.202 | 2.9987 |  | 2.1803 | 51.43% | 87.02% |  | Integrated | 150 | 1.When the unit power is on/in heating mode,and if the outdoor temperature drops below 3oC for 30 seconds,after running for 25mins, the base pan heater will be actived for 5 minutes. 2.In defrost mode and the outdoor temperature lower 1oC for 10 seconds the base pan heater will be actived and will be 5 mins delay inactive after defrost. | N/A
Lennox Industries, Inc. | Lennox | 8898934 | MLA012S4S-1P | MMDA012S4-1P | 10 | 19 | 12.5 | Yes | Ductless | Single-zone |  | 3752 | 12000 | 17021 | 0.189 | 0.961 | 1.692 | 5.818 | 3.6596 | 2.9482 | 3292 | 8500 | 12986 | 0.232 | 0.966 | 2.028 | 4.1586 | 2.5788 | 1.8766 | 2718 | 12341 | 0.205 | 2.031 | 3.8857 |  | 1.7808 | 72.5% | 95.03% |  | Integrated | 150 | 1.When the unit power is on/in heating mode,and if the outdoor temperature drops below 3oC for 30 seconds,after running for 25mins, the base pan heater will be actived for 5 minutes. 2.In defrost mode and the outdoor temperature lower 1oC for 10 seconds the base pan heater will be actived and will be 5 mins delay inactive after defrost. | N/A
Lennox Industries, Inc. | Lennox | 8898935 | MLA012S4S-1P | MWMA012S4-1P | 10 | 22 | 12.5 | Yes | Ductless | Single-zone |  | 3660 | 12000 | 15600 | 0.188 | 0.994 | 1.8 | 5.7055 | 3.5381 | 2.5399 | 2928 | 7800 | 13159 | 0.226 | 0.866 | 2.105 | 3.797 | 2.6397 | 1.8321 | 2562 | 12038 | 0.203 | 1.972 | 3.6988 |  | 1.789 | 77.17% | 91.48% |  | Integrated | 150 | 1.When the unit power is on/in heating mode,and if the outdoor temperature drops below 3oC for 30 seconds,after running for 25mins, the base pan heater will be actived for 5 minutes. 2.In defrost mode and the outdoor temperature lower 1oC for 10 seconds the base pan heater will be actived and will be 5 mins delay inactive after defrost. | N/A
Lennox Industries, Inc. | Lennox | 8898941 | MLA024S4S-1P | MWMA024S4-1P | 10 | 20 | 12.5 | Yes | Ductless | Single-zone |  | 7260 | 24000 | 31200 | 0.451 | 1.954 | 3.27 | 4.7177 | 3.5996 | 2.7963 | 5808 | 15400 | 27155 | 0.541 | 1.635 | 4.33 | 3.1463 | 2.7604 | 1.838 | 5082 | 26030 | 0.487 | 4.29 | 3.0583 |  | 1.7782 | 83.43% | 95.86% |  | Integrated | 150 | 1.When the unit power is on/in heating mode,and if the outdoor temperature drops below 3oC for 30 seconds,after running for 25mins, the base pan heater will be actived for 5 minutes. 2.In defrost mode and the outdoor temperature lower 1oC for 10 seconds the base pan heater will be actived and will be 5 mins delay inactive after defrost. | N/A
Lennox Industries, Inc. | Lennox | 9920041 | MLA012S4S-1P | MWMA012S4-2P | 10 | 22 | 12.5 | Yes | Ductless | Single-zone |  | 3660 | 12000 | 15600 | 0.188 | 0.994 | 1.8 | 5.7055 | 3.5381 | 2.5399 | 2928 | 7800 | 13159 | 0.226 | 0.866 | 2.105 | 3.797 | 2.6397 | 1.8321 | 2562 | 12038 | 0.203 | 1.972 | 3.6988 |  | 1.789 | 77.17% | 91.48% |  | Integrated | 150 | 1.When the unit power is on/in heating mode,and if the outdoor temperature drops below 3oC for 30 seconds,after running for 25mins, the base pan heater will be actived for 5 minutes. 2.In defrost mode and the outdoor temperature lower 1oC for 10 seconds the base pan heater will be actived and will be 5 mins delay inactive after defrost. | N/A
Lennox Industries, Inc. | Lennox | 9920047 | MLA024S4S-1P | MWMA024S4-2P | 10 | 20 | 12.5 | Yes | Ductless | Single-zone |  | 7260 | 24000 | 31200 | 0.451 | 1.954 | 3.27 | 4.7177 | 3.5996 | 2.7963 | 5808 | 15400 | 27155 | 0.541 | 1.635 | 4.33 | 3.1463 | 2.7604 | 1.838 | 5082 | 26030 | 0.487 | 4.29 | 3.0583 |  | 1.7782 | 83.43% | 95.86% |  | Integrated | 150 | 1.When the unit power is on/in heating mode,and if the outdoor temperature drops below 3oC for 30 seconds,after running for 25mins, the base pan heater will be actived for 5 minutes. 2.In defrost mode and the outdoor temperature lower 1oC for 10 seconds the base pan heater will be actived and will be 5 mins delay inactive after defrost. | N/A
Lennox Industries, Inc. | Lennox | 8898932 | MLA009S4S-1P | MWMA009S4-1P | 10.5 | 24 | 14.5 | Yes | Ductless | Single-zone |  | 2750 | 10900 | 14360 | 0.159 | 0.828 | 1.35 | 5.0688 | 3.8581 | 3.1174 | 2200 | 6900 | 12115 | 0.191 | 0.738 | 1.815 | 3.3757 | 2.7401 | 1.9562 | 1925 | 10830 | 0.172 | 1.7 | 3.28 |  | 1.867 | 75.42% | 89.39% |  | Integrated | 150 | 1.When the unit power is on/in heating mode,and if the outdoor temperature drops below 3oC for 30 seconds,after running for 25mins, the base pan heater will be actived for 5 minutes. 2.In defrost mode and the outdoor temperature lower 1oC for 10 seconds the base pan heater will be actived and will be 5 mins delay inactive after defrost. | N/A
Lennox Industries, Inc. | Lennox | 9920038 | MLA009S4S-1P | MWMA009S4-2P | 10.5 | 24 | 14.5 | Yes | Ductless | Single-zone |  | 2750 | 10900 | 14360 | 0.159 | 0.828 | 1.35 | 5.0688 | 3.8581 | 3.1174 | 2200 | 6900 | 12115 | 0.191 | 0.738 | 1.815 | 3.3757 | 2.7401 | 1.9562 | 1925 | 10830 | 0.172 | 1.7 | 3.28 |  | 1.867 | 75.42% | 89.39% |  | Integrated | 150 | 1.When the unit power is on/in heating mode,and if the outdoor temperature drops below 3oC for 30 seconds,after running for 25mins, the base pan heater will be actived for 5 minutes. 2.In defrost mode and the outdoor temperature lower 1oC for 10 seconds the base pan heater will be actived and will be 5 mins delay inactive after defrost. | N/A
GD Midea Air-Conditioning Equipment Co.,Ltd | Lennox | 10058816 | MPB009S4S-1P | ducted indoor units | 10.5 | 19.5 | 13.5 | Yes | Ductless | Multi-zone |  | 3056 | 10000 | 12764 | 0.166 | 0.718 | 1.342 | 5.3953 | 4.0818 | 2.7875 | 2588 | 6200 | 8991 | 0.176 | 0.64 | 1.212 | 4.3095 | 2.8391 | 2.1741 | 2312 | 8071 | 0.164 | 1.18 | 4.1316 |  | 2.0046 | 63.23% | 89.77% |  | Integrated | 150 | 1.When the unit power is on/in heating mode,and if the outdoor temperature drops below 3oC for 30 seconds,after running for 25mins, the base pan heater will be actived for 5 minutes. 2.In defrost mode and the outdoor temperature lower 1oC for 10 seconds the base pan heater will be actived and will be 5 mins delay inactive after defrost. | N/A
GD Midea Air-Conditioning Equipment Co.,Ltd | Lennox | 9920040 | MLA012S4S-1P | ducted indoor units | 10 | 19 | 12.5 | Yes | Ductless | Multi-zone |  | 3752 | 12000 | 17021 | 0.189 | 0.961 | 1.692 | 5.818 | 3.6596 | 2.9482 | 3292 | 8500 | 12986 | 0.232 | 0.966 | 2.028 | 4.1586 | 2.5788 | 1.8766 | 2718 | 12341 | 0.205 | 2.031 | 3.8857 |  | 1.7808 | 72.5% | 95.03% |  | Integrated | 150 | 1.When the unit power is on/in heating mode,and if the outdoor temperature drops below 3oC for 30 seconds,after running for 25mins, the base pan heater will be actived for 5 minutes. 2.In defrost mode and the outdoor temperature lower 1oC for 10 seconds the base pan heater will be actived and will be 5 mins delay inactive after defrost. | N/A
GD Midea Air-Conditioning Equipment Co.,Ltd | Lennox | 10058821 | MPB024S4S-1P | ducted indoor units | 10.5 | 20 | 12.5 | Yes | Ductless | Multi-zone |  | 7020 | 24400 | 32812 | 0.452 | 1.986 | 3.376 | 4.5517 | 3.6007 | 2.8484 | 5862 | 16800 | 18826 | 0.541 | 1.851 | 2.731 | 3.1756 | 2.66 | 2.0203 | 5028 | 15682 | 0.491 | 2.498 | 3.0011 |  | 1.8398 | 47.79% | 83.3% |  | Integrated | 150 | 1.When the unit power is on/in heating mode,and if the outdoor temperature drops below 3oC for 30 seconds,after running for 25mins, the base pan heater will be actived for 5 minutes. 2.In defrost mode and the outdoor temperature lower 1oC for 10 seconds the base pan heater will be actived and will be 5 mins delay inactive after defrost. | N/A
Nortek Global | Maytag | 5597453 | PSH4BG024K | B6VMAX024K-B | 10 | 19 | 13.9 | Yes | Centrally Ducted | N/A |  | 10200 | 22400 | 24700 | 0.7 | 1.7 | 2.2 | 4.2705 | 3.8616 | 3.2904 | 6100 | 14200 | 15800 | 0.7 | 1.5 | 1.9 | 2.5539 | 2.7744 | 2.4371 | 4700 | 12600 | 0.6 | 1.8 | 2.2957 |  | 2.0515 | 51.01% | 79.75% |  | N/A |  |  | N/A
Nortek Global | Maytag | 5597457 | PSH4BG036K | B6VMAX036K-B | 10 | 19 | 12.9 | Yes | Centrally Ducted | N/A |  | 16500 | 34400 | 36800 | 1 | 2.7 | 3.2 | 4.8357 | 3.7339 | 3.3703 | 9900 | 21800 | 23900 | 1 | 2.4 | 2.7 | 2.9014 | 2.6621 | 2.5942 | 7500 | 20100 | 0.9 | 2.6 | 2.4423 |  | 2.2657 | 54.62% | 84.1% |  | N/A |  |  | N/A
Panasonic | Panasonic | 7958200 | CS-E18RKUA | CU-E18RKUAW | 10 | 19.5 | 13.2 | Yes | Ductless | Single-zone |  | 5800 | 21600 | 22000 | 0.38 | 1.75 | 1.8 | 4.47 | 3.62 | 3.57 | 3400 | 11600 | 12000 | 0.34 | 1.3 | 1.35 | 2.9326 | 2.6167 | 2.6 | 2600 | 10100 | 0.3 | 1.32 | 2.5415 |  | 2.2438 | 45.91% | 84.17% |  | N/A |  |  | -5 | 1900 |  | 8200 | 0.26 | 1.29 | 2.143 | 1.8641
Panasonic | Panasonic | 9125308 | CU-E9SD3UA | CS-E9SD3UAW | 10 | 20.5 | 13 | Yes | Ductless | Single-zone |  | 4100 | 9000 | 10200 | 0.25 | 0.69 | 0.85 | 4.8 | 3.82 | 3.53 | 3200 | 7900 | 9000 | 0.23 | 0.91 | 1.12 | 4.0801 | 2.5458 | 2.36 | 2400 | 7800 | 0.2 | 1.11 | 3.5191 |  | 2.0607 | 76.47% | 86.67% |  | N/A |  |  | -5 | 1600 |  | 6700 | 0.16 | 1.1 | 2.9326 | 1.7862
Panasonic | Panasonic | 9125309 | CU-E12SD3UA | CS-E12SD3UAW | 10 | 20 | 12.5 | Yes | Ductless | Single-zone |  | 4100 | 11500 | 13300 | 0.25 | 0.92 | 1.15 | 4.8 | 3.64 | 3.39 | 3200 | 9500 | 11000 | 0.23 | 1.15 | 1.44 | 4.0801 | 2.4225 | 2.24 | 2400 | 9600 | 0.2 | 1.52 | 3.5191 |  | 1.8521 | 72.18% | 87.27% |  | N/A |  |  | -5 | 1600 |  | 8200 | 0.16 | 1.6 | 2.9326 | 1.5029
Panasonic | Panasonic | 7958198 | CS-E9RKUA | CU-E9RKUAW | 11 | 23 | 13 | Yes | Ductless | Single-zone |  | 4100 | 12000 | 14100 | 0.2 | 1.12 | 1.5 | 6 | 3.14 | 2.76 | 3200 | 8100 | 9500 | 0.19 | 0.99 | 1.33 | 4.939 | 2.3994 | 2.1 | 2400 | 8300 | 0.16 | 1.32 | 4.3988 |  | 1.844 | 58.87% | 87.37% |  | N/A |  |  | -5 | 1600 |  | 7000 | 0.13 | 1.31 | 3.6093 | 1.567
Panasonic | Panasonic | 7958199 | CS-E12RKUA | CU-E12RKUAW | 11 | 22.5 | 12.5 | Yes | Ductless | Single-zone |  | 4100 | 13800 | 16300 | 0.2 | 1.25 | 1.71 | 6 | 3.24 | 2.79 | 3200 | 8900 | 10500 | 0.19 | 1.05 | 1.44 | 4.939 | 2.4857 | 2.14 | 2400 | 9100 | 0.16 | 1.51 | 4.3988 |  | 1.7673 | 55.83% | 86.67% |  | N/A |  |  | -5 | 1600 |  | 7900 | 0.13 | 1.6 | 3.6093 | 1.4479
Panasonic | Panasonic | 9571162 | CU-XE15SKUA | CS-XE15SKUA | 12 | 22.1 | 12.5 | Yes | Ductless | Single-zone |  | 3300 | 18000 | 24000 | 0.2 | 1.3 | 2.65 | 4.9 | 4.06 | 2.65 | 2000 | 11000 | 16500 | 0.16 | 1.02 | 2.3 | 3.6657 | 3.16 | 2.1 | 1500 | 15700 | 0.15 | 2.32 | 2.9326 |  | 1.98 | 65.42% | 95.15% |  | included with outdoor unit (Replacement part # CWA341072) | 100 | Heater Energizes 1) Outdoor Ambient lower than or equal to 37 F 2) Heating Operations 3) During defrost cycle Control content 1) Base pan heater will start to heat up when defrost operation starts. 2) Base pan heater will stop heating 10 minutes after defrost stops. Heater won't Energize 1) Outdoor ambient higher than 37 F | -5 | 1100 |  | 14900 | 0.13 | 2.34 | 2.4814 | 1.8673
Panasonic | Panasonic | 8861565 | CU-XE12SKUA | CS-XE12SKUA | 12.5 | 26.2 | 14.7 | Yes | Ductless | Single-zone |  | 3000 | 13600 | 23000 | 0.15 | 0.95 | 2.1 | 5.93 | 4.1955 | 3.2 | 2100 | 10400 | 12500 | 0.14 | 1.05 | 1.6662 | 4.3988 | 2.9028 | 2.2 | 1700 | 12500 | 0.12 | 1.99 | 4.1544 |  | 1.84 | 54.35% | 100% |  | included with outdoor unit CU-XE12SKUA | 780 | Heater Energizes 1) Outdoor Ambient lower than or equal to 37 F 2) Heating Operations 3) During defrost cycle Control content 1) Base pan heater will start to heat up when defrost operation starts. 2) Base pan heater will stop heating 10 minutes after defrost stops. Heater won't Energize 1) Outdoor ambient higher than 37 F | -5 | 1300 |  | 11800 | 0.1 | 2.01 | 3.8123 | 1.7216
Panasonic | Panasonic | 8860533 | CU-XE9SKUA | CS-XE9SKUA | 14 | 30.6 | 17.05 | Yes | Ductless | Single-zone |  | 3000 | 10900 | 18000 | 0.15 | 0.67 | 1.65 | 5.93 | 4.78 | 3.21 | 2100 | 8000 | 11000 | 0.14 | 0.75 | 1.38 | 4.3988 | 3.1261 | 2.34 | 1700 | 11000 | 0.12 | 1.73 | 4.1544 |  | 1.86 | 61.11% | 100% |  | included with outdoor unit CU-XE9SKUA | 510 | Heater Energizes 1) Outdoor Ambient lower than or equal to 37 F 2) Heating Operations 3) During defrost cycle Control content 1) Base pan heater will start to heat up when defrost operation starts. 2) Base pan heater will stop heating 10 minutes after defrost stops. Heater won't Energize 1) Outdoor ambient higher than 37 F | -5 | 1300 |  | 10400 | 0.1 | 1.72 | 3.8123 | 1.7732
International Comfort Products | TEMPSTAR | 8177083 | DLCAHB09K1A | DLFAHH09K1A | 10.3 | 30.5 | 15.7 | Yes | Ductless | Single-zone |  | 2388 | 9000 | 13240 | 0.2 | 0.61 | 1.345 | 3.499 | 4.32 | 2.885 | 2388 | 5500 | 13240 | 0.2 | 0.557 | 1.345 | 3.499 | 2.893 | 2.885 | 2388 | 10488 | 0.4 | 1.553 | 1.749 |  | 1.979 | 79.21% | 79.21% |  | Integrated | 3006 | The heater will operated based on temperature, it will activate at 37F outdoor ambient and below. | -22 | 2388 | z | 8560 | 0.6 | 1.367 | 1.166 | 1.835
International Comfort Products | TEMPSTAR | 8177092 | DLCAHB12K1A | DLFAHH12K1A | 10.3 | 23 | 12.7 | Yes | Ductless | Single-zone |  | 3071 | 13000 | 13000 | 0.2 | 1.212 | 1.22 | 4.5 | 3.143 | 3.12 | 3071 | 13000 | 13000 | 0.2 | 1.212 | 1.22 | 4.5 | 3.143 | 3.12 | 3071 | 13000 | 0.4 | 1.38 | 2.25 |  | 2.76 | 100% | 100% |  | Integrated | 3000 | The heater will operated based on temperature, it will activate at 37F outdoor ambient and below. | -22 | 3071 | z | 9800 | 0.6 | 1.44 | 1.5 | 1.99
International Comfort Products | TEMPSTAR | 8177101 | DLCAHB18K1A | DLFAHH18K1A | 10.3 | 21 | 12.5 | Yes | Ductless | Single-zone |  | 3753 | 19000 | 24566 | 0.35 | 1.797 | 2.5 | 3.14 | 3.098 | 2.879 | 3753 | 12717 | 24566 | 0.35 | 1.49 | 2.5 | 3.14 | 2.501 | 2.879 | 3753 | 19190 | 0.55 | 1.97 | 1.999 |  | 2.85 | 78.12% | 78.12% |  | Integrated | 3006 | The heater will operated based on temperature, it will activate at 37F outdoor ambient and below. | -22 | 3753 | z | 15430 | 0.75 | 2.14 | 1.466 | 2.113
GREE ELECTRIC APPLIANCES INC. OF ZHUHAI | TOSOT | 10062019 | TW12HQ3D6DO | TW12HQ3D6DI | 14 | 30.5 | 15.3 | YES | Ductless | Single-zone |  | 3000 | 12200 | 18700 | 0.25 | 0.94 | 1.6 | 3.5169 | 3.8037 | 3.4253 | 2800 | 8100 | 9000 | 0.23 | 0.74 | 1 | 3.5678 | 3.2079 | 2.6376 | 2600 | 8000 | 0.22 | 0.86 | 3.4636 |  | 2.7262 | Integrated | 72W | Heater on below 34°F |  | 0 | 0 | N/A
GREE ELECTRIC APPLIANCES INC. OF ZHUHAI | TOSOT | 10062020 | TW18HQ3D6DO | TW18HQ3D6DI | 12 | 24.5 | 13.5 | YES | Ductless | Single-zone |  | 3900 | 18000 | 26000 | 0.32 | 1.5 | 3.3 | 3.57 | 3.52 | 2.31 | 3700 | 14000 | 23000 | 0.31 | 1.45 | 3.2 | 3.5 | 2.83 | 2.11 | 3500 | 21500 | 0.3 | 3.1 | 3.42 |  | 2.03 | Integrated | 16000% | Under heating mode, the compressor in opening condition, while the outdoor ambient temperature ia below 0 ℃, the chassis heating begin to work. |  | 0 | 0 | N/A
GREE ELECTRIC APPLIANCES INC. OF ZHUHAI | TOSOT | 10062021 | TW24HQ3D6DO | TW24HQ3D6DI | 12 | 21.5 | 13 | YES | Ductless | Single-zone |  | 6800 | 24000 | 32000 | 0.38 | 2 | 3.7 | 5.2446 | 3.517 | 2.5348 | 4500 | 15737 | 26263 | 0.5 | 1.57 | 3.38 | 2.6377 | 2.9377 | 2.2773 | 4000 | 22553.32 | 0.6 | 3.2 | 1.9539 |  | 2.0656 | Integrated | 16000% | If T outer ring is less than T chassis electric heating open temperature, then the chassis electric heating work； |  | 0 | 0 | N/A
GREE ELECTRIC APPLIANCES INC. OF ZHUHAI | TOSOT | 10062018 | TW09HQ3D6DO | TW09HQ3D6DI | 15 | 38 | 16.5 | YES | Ductless | Single-zone |  | 2300 | 9000 | 13600 | 0.2 | 0.59 | 1.5 | 3.3703 | 4.4706 | 2.6572 | 3545 | 5600 | 14610.8 | 0.365 | 0.74596 | 1.7826 | 2.8464 | 2.2001 | 2.4021 | 1745 | 12976.6 | 0.28 | 1.8216 | 1.8265 |  | 2.0878 | Integrated | 72W | Heater on below 34°F |  | 0 | 0 | N/A
Trane | Trane | 9150125 | 4TXK3818A10NUAA | 4MXW3818A10NUAA | 12 | 24.5 | 13.5 | Yes | Ductless | Singlezone |  | 3700 | 18000 | 24400 | 0.35 | 1.5 | 2.5 | 3.0982 | 3.5169 | 2.8604 | 3070 | 14200 | 23100 | 0.36 | 1.455 | 3.25 | 2.4992 | 2.8602 | 2.0831 | 2388 | 20634 | 0.37 | 3.3 | 1.8915 |  | 1.8325 | 84.57% | 89.32% |  | Integrated | 160W | Heater on below 34°F | N/A
Trane | Trane | 9150127 | 4TXK3824A10NUAA | 4MXW3824A10NUAA | 12 | 21.5 | 13 | Yes | Ductless | Singlezone |  | 6800 | 24000 | 32400 | 0.38 | 2 | 3.7 | 5.2444 | 3.5169 | 2.5664 | 3396 | 15500 | 26263 | 0.344 | 1.57 | 3.381 | 2.8932 | 2.8934 | 2.2765 | 2887 | 24233 | 0.33 | 3.175 | 2.5639 |  | 2.2368 | 74.79% | 92.27% |  | Integrated | 160W | Heater on below 34°F | N/A
Trane | Trane | 9150123 | 4TXK3812A10NUAA | 4MXW3812A10NUAA | 14 | 30.5 | 15.3 | Yes | Ductless | Singlezone |  | 3000 | 12200 | 18700 | 0.25 | 0.94 | 1.6 | 3.5169 | 3.8037 | 3.4253 | 2800 | 8100 | 9000 | 0.23 | 0.74 | 1 | 3.5678 | 3.2079 | 2.6376 | 2600 | 13304 | 0.22 | 1.789 | 3.4636 |  | 2.1794 | 71.14% | 147.8% |  | Integrated | 72W | Heater on below 34°F | N/A
Trane | Trane | 9150121 | 4TXK3809A10NUAA | 4MXW3809A10NUAA | 15 | 38 | 16.5 | Yes | Ductless | Singlezone |  | 2300 | 9000 | 13600 | 0.2 | 0.59 | 1.5 | 3.3703 | 4.4706 | 2.6572 | 3545 | 5600 | 14610.8 | 0.365 | 0.74596 | 1.7826 | 2.8464 | 2.2001 | 2.4021 | 1745 | 12210 | 0.28 | 1.72 | 1.8265 |  | 2.0805 | 89.78% | 83.57% |  | Integrated | 72W | Heater on below 34°F | N/A
GD Midea Air-Conditioning Equipment Co.,Ltd | Willis | 9038626 | WSM09MH20S/O | WSM09MH20S/I | 10 | 20.5 | 14 | Yes | Ductless | Single-zone |  | 2908 | 9800 | 11602.2672 | 0.2454 | 0.89757 | 1.1766 | 3.4729 | 3.1999 | 2.8899 | 6300 | 6300 | 7979.9856 | 0.68896 | 0.68896 | 1.0929 | 2.6799 | 2.6799 | 2.1399 | 6600 | 6700 | 1.0075 | 1.0122 | 1.9199 |  | 1.9399 | 57.75% | 83.96% |  | Integrated | 150 | 1.When the unit power is on/in heating mode,and if the outdoor temperature drops below 3C for 30 seconds,after running for 25mins, the base pan heater will be actived for 5 minutes. 2.In defrost mode and the outdoor temperature lower 1C for 10 seconds the base pan heater will be actived and will be 5 mins delay inactive after defrost. | N/A
GD Midea Air-Conditioning Equipment Co.,Ltd | Willis | 9038628 | WSM18MH20S/O | WSM18MH20S/I | 10 | 22 | 13 | Yes | Ductless | Single-zone |  | 6093 | 18000 | 19146 | 0.37915 | 1.6695 | 1.5896 | 4.7097 | 3.1599 | 3.5299 | 11100 | 11100 | 12396 | 1.1787 | 1.1787 | 1.5013 | 2.7599 | 2.7599 | 2.4199 | 10460.09 | 12500 | 1.5252 | 2.0816 | 2.0099 |  | 1.7599 | 65.29% | 100.8% |  | Integrated | 150 | 1.When the unit power is on/in heating mode,and if the outdoor temperature drops below 3C for 30 seconds,after running for 25mins, the base pan heater will be actived for 5 minutes. 2.In defrost mode and the outdoor temperature lower 1C for 10 seconds the base pan heater will be actived and will be 5 mins delay inactive after defrost. | N/A
GD Midea Air-Conditioning Equipment Co.,Ltd | Willis | 9038629 | WSM24MH20S/O | WSM24MH20S/I | 10 | 20 | 12.5 | Yes | Ductless | Single-zone |  | 10271 | 25000 | 27303 | 0.64679 | 2.4588 | 3.5723 | 4.654 | 2.9799 | 2.2399 | 16000 | 16000 | 18330 | 1.9062 | 1.9062 | 2.798 | 2.4599 | 2.4599 | 1.9199 | 14800 | 15815 | 2.4786 | 2.6336 | 1.7499 |  | 1.7599 | 57.92% | 86.28% |  | Integrated | 150 | 1.When the unit power is on/in heating mode,and if the outdoor temperature drops below 3C for 30 seconds,after running for 25mins, the base pan heater will be actived for 5 minutes. 2.In defrost mode and the outdoor temperature lower 1C for 10 seconds the base pan heater will be actived and will be 5 mins delay inactive after defrost. | N/A
GD Midea Air-Conditioning Equipment Co.,Ltd | Willis | 9038618 | WUHO09KW25S | WUHI09KHW | 11.2 | 25 | 14.5 | Yes | Ductless | Single-zone |  | 4185 | 10900 | 15365 | 0.23319 | 0.82762 | 1.4251 | 5.2598 | 3.8598 | 3.1599 | 6900 | 6900 | 12575 | 0.73806 | 0.73806 | 1.852 | 2.7399 | 2.7399 | 1.9899 | 10720 | 11680 | 1.7621 | 1.945 | 1.7829 |  | 1.7599 | 76.02% | 92.88% |  | Integrated | 150 | 1.When the unit power is on/in heating mode,and if the outdoor temperature drops below 3C for 30 seconds,after running for 25mins, the base pan heater will be actived for 5 minutes. 2.In defrost mode and the outdoor temperature lower 1C for 10 seconds the base pan heater will be actived and will be 5 mins delay inactive after defrost. | N/A
GD Midea Air-Conditioning Equipment Co.,Ltd | Willis | 9038621 | WUHO24KW20S | WUHI24KHW | 11.5 | 20.5 | 13 | Yes | Ductless | Single-zone |  | 11795 | 24000 | 29680 | 0.68726 | 1.9539 | 3.1981 | 5.0298 | 3.5999 | 2.7199 | 15400 | 15400 | 25710 | 1.6353 | 1.6353 | 3.8642 | 2.7599 | 2.7599 | 1.9499 | 23260 | 24590 | 3.8298 | 3.9817 | 1.7799 |  | 1.8099 | 82.85% | 95.64% |  | Integrated | 150 | 1.When the unit power is on/in heating mode,and if the outdoor temperature drops below 3C for 30 seconds,after running for 25mins, the base pan heater will be actived for 5 minutes. 2.In defrost mode and the outdoor temperature lower 1C for 10 seconds the base pan heater will be actived and will be 5 mins delay inactive after defrost. | N/A
GD Midea Air-Conditioning Equipment Co.,Ltd | Willis | 9038619 | WUHO12KW22S | WUHI12KHW | 12 | 22.5 | 12.5 | Yes | Ductless | Single-zone |  | 4110 | 11800 | 15570 | 0.22728 | 0.97694 | 1.3955 | 5.2998 | 3.5399 | 3.2699 | 7800 | 7800 | 14140 | 0.86593 | 0.86593 | 1.8752 | 2.6399 | 2.6399 | 2.2099 | 11800 | 12010 | 1.9762 | 1.9555 | 1.7499 |  | 1.7999 | 77.14% | 84.94% |  | Integrated | 150 | 1.When the unit power is on/in heating mode,and if the outdoor temperature drops below 3C for 30 seconds,after running for 25mins, the base pan heater will be actived for 5 minutes. 2.In defrost mode and the outdoor temperature lower 1C for 10 seconds the base pan heater will be actived and will be 5 mins delay inactive after defrost. | N/A
Daikin |  | 8849535 | 2MXL18QMVJU | Non-Ducted Indoor Units | 10.3 | 17 | 12.7 | Yes | Ductless | Multi-zone |  | 7710 | 18940 | 36000 | 0.47 | 1.32 | 3.17 | 4.81 | 4.21 | 3.33 | 5020 | 12330 | 23480 | 0.41 | 1.15 | 2.77 | 3.59 | 3.14 | 2.48 | 4050 | 18930 | 0.39 | 2.62 | 3.04 |  | 2.12 | 52.58% | 80.62% |  | N/A |  |  | N/A
Daikin |  | 8103542 | 2MXS18NMVJU | Non-Ducted Indoor Units | 10.7 | 18.9 | 12.5 | Yes | Ductless | Multi-zone |  | 4900 | 18900 | 25000 | 0.29 | 1.26 | 1.69 | 4.94 | 4.4 | 4.34 | 3800 | 12780 | 16910 | 0.29 | 1.11 | 1.49 | 3.83 | 3.37 | 3.33 | 3190 | 13150 | 0.29 | 1.4 | 3.21 |  | 2.76 | 52.6% | 77.76% |  | Accessory (KEH063A4E) |  | Temp. below 23 degrees | 0 | 2910 | z | 11580 | 0.29 | 1.36 | 2.93 | 2.5
Daikin |  | 8103869 | 3MXS24NMVJU | Non-Ducted Indoor Units | 12.5 | 17.9 | 12.7 | Yes | Ductless | Multi-zone |  | 8500 | 24000 | 36000 | 0.43 | 1.46 | 2.97 | 5.79 | 4.82 | 3.55 | 6570 | 16230 | 24350 | 0.43 | 1.29 | 2.62 | 4.48 | 3.69 | 2.72 | 5500 | 18930 | 0.43 | 2.46 | 3.75 |  | 2.26 | 52.58% | 77.74% |  | Accessory (KEH063A4E) |  | Temp. below 23 degrees | 0 | 5020 | z | 16670 | 0.43 | 2.39 | 3.42 | 2.05
Daikin |  | 8849539 | 3MXL24QMVJU | Non-Ducted Indoor Units | 12.5 | 17.9 | 12.7 | Yes | Ductless | Multi-zone |  | 7720 | 24000 | 41000 | 0.44 | 1.54 | 3.52 | 5.14 | 4.57 | 3.41 | 5030 | 15670 | 26780 | 0.38 | 1.35 | 3.08 | 3.88 | 3.4 | 2.55 | 4060 | 21600 | 0.36 | 2.92 | 3.31 |  | 2.17 | 52.68% | 80.66% |  | N/A |  |  | N/A
Fujitsu |  | 8033584 | AOU18RLXFZH | Non-Ducted Indoor Units | 10.3 | 21.5 | 13.5 | Yes | Ductless | Multi-zone |  | 6200 | 22000 | 24400 | 0.52 | 1.7 | 2.02 | 3.85 | 3.8 | 3.54 | 6619 | 14200 | 23500 | 0.81 | 1.6 | 3.18 | 2.4 | 2.6 | 2.16 | 6210 | 22000 | 0.89 | 3.49 | 2.04 |  | 1.85 | 90.16% | 93.62% |  | Integrated | 150 | Operation depends on outdoor temperature & demand | -15 | 3378 | z | 12000 | 0.55 | 2.14 | 1.8 | 1.64
Fujitsu |  | 8033586 | AOU24RLXFZH | Non-Ducted Indoor Units | 10.3 | 20 | 13.3 | Yes | Ductless | Multi-zone |  | 6200 | 25000 | 29800 | 0.5 | 1.81 | 2.85 | 4 | 4.04 | 3.06 | 6005 | 15400 | 26000 | 0.62 | 1.73 | 3.57 | 2.84 | 2.6 | 2.13 | 5869 | 25500 | 0.62 | 3.57 | 2.77 |  | 2.09 | 85.57% | 98.08% |  | Integrated | 150 | Operation depends on outdoor temperature & demand | -15 | 3207 | z | 13500 | 0.43 | 2.44 | 2.19 | 1.62
Fujitsu |  | 8908615 | AOU36RLXFZH | Non-Ducted Indoor Units | 10.3 | 20 | 13 | Yes | Ductless | Multi-zone |  | 12000 | 36400 | 42000 | 0.7 | 2.67 | 3.29 | 5.02 | 4 | 3.74 | 11212 | 21400 | 39341 | 1.09 | 2.38 | 5.13 | 3.02 | 2.64 | 2.25 | 10376 | 36407 | 1.12 | 5.28 | 2.72 |  | 2.02 | 86.68% | 92.54% |  | Integrated | 150 | Operation depends on outdoor temperature & demand | -15 | 6301 | z | 22110 | 0.91 | 3.59 | 2.03 | 1.81
LG |  | 8111355 | LMU30CHV | Non-Ducted Indoor Units | 10 | 22 | 13 | Yes | Ductless | Multi-zone |  | 9240 | 32000 | 38400 | 1.043 | 2.49 | 3.486 | 2.6 | 3.8 | 3.2 | 5658 | 19600 | 26739 | 0.882 | 2.1 | 2.55 | 1.9 | 2.7 | 3.1 | 4446 | 20622 | 0.84 | 2.42 | 1.6 |  | 2.5 | 53.7% | 77.12% |  | Optional Accessory #PQSH1200 | 120W | Heater on when ambient temperature is equal and less than 0C - Heater off when ambient temperature is equal and greater than 1C -1C deadband between on and off, heater is always turned on from 0C down if the unit is "on" and in "heat". Heater turns off when outdoor temperature reaches 1C. Heater is not used in "cool" mode. | N/A
LG |  | 7180063 | LMU36CHV | Non-Ducted Indoor Units | 10 | 22 | 13 | Yes | Ductless | Multi-zone |  | 9240 | 36000 | 41600 | 1.127 | 2.74 | 3.836 | 2.4 | 3.9 | 3.2 | 5658 | 20000 | 29105 | 0.924 | 2.24 | 2.79 | 1.8 | 2.6 | 3.1 | 4446 | 22057 | 0.868 | 2.6 | 1.5 |  | 2.5 | 53.02% | 75.78% |  | Optional Accessory #PQSH1200 | 120W | Heater on when ambient temperature is equal and less than 0C - Heater off when ambient temperature is equal and greater than 1C -1C deadband between on and off, heater is always turned on from 0C down if the unit is "on" and in "heat". Heater turns off when outdoor temperature reaches 1C. Heater is not used in "cool" mode. | N/A
LG |  | 8111358 | LMU480HV | Non-Ducted Indoor Units | 10 | 19.5 | 12.5 | Yes | Ductless | Multi-zone |  | 15840 | 54000 | 61000 | 1.419 | 4.32 | 6.02 | 3.3 | 3.7 | 3 | 9996 | 34080 | 49014 | 0.993 | 3.02 | 5.07 | 3 | 3.3 | 2.8 | 8076 | 38900 | 0.851 | 4.52 | 2.8 |  | 2.5 | 63.77% | 79.37% |  | Optional Accessory #PQSH1200 | 120W | Heater on when ambient temperature is equal and less than 0C - Heater off when ambient temperature is equal and greater than 1C -1C deadband between on and off, heater is always turned on from 0C down if the unit is "on" and in "heat". Heater turns off when outdoor temperature reaches 1C. Heater is not used in "cool" mode. | N/A
LG |  | 7184507 | LMU24CHV | Mixed | 10.2 | 19.6 | 12.5 | Yes | Ductless | Multi-zone |  | 10230 | 23250 | 27900 | 1.171 | 1.859 | 2.6 | 2.6 | 3.7 | 3.1 | 6270 | 14250 | 20394 | 1.008 | 1.61 | 1.76 | 1.8 | 2.6 | 3.4 | 4932 | 14109 | 0.973 | 1.7 | 1.5 |  | 2.4 | 50.57% | 69.18% |  | Optional Accessory #PQSH1200 | 120W | Heater on when ambient temperature is equal and less than 0C - Heater off when ambient temperature is equal and greater than 1C -1C deadband between on and off, heater is always turned on from 0C down if the unit is "on" and in "heat". Heater turns off when outdoor temperature reaches 1C. Heater is not used in "cool" mode. | N/A
LG |  | 7180062 | LMU24CHV | Non-Ducted Indoor Units | 10.6 | 21.7 | 13.5 | Yes | Ductless | Multi-zone |  | 9240 | 24000 | 28800 | 1.092 | 1.8 | 2.52 | 2.5 | 3.9 | 3.3 | 5580 | 14500 | 21097 | 0.945 | 1.56 | 1.71 | 1.7 | 2.7 | 3.6 | 4332 | 14595 | 0.917 | 1.65 | 1.4 |  | 2.6 | 50.68% | 69.18% |  | Optional Accessory #PQSH1200 | 120W | Heater on when ambient temperature is equal and less than 0C - Heater off when ambient temperature is equal and greater than 1C -1C deadband between on and off, heater is always turned on from 0C down if the unit is "on" and in "heat". Heater turns off when outdoor temperature reaches 1C. Heater is not used in "cool" mode. | N/A
Mitsubishi |  | 7451969 | MXZ-3C24NAHZ | Non-Ducted Indoor Units | 10 | 19 | 13.5 | Yes | Ductless | Multi-zone |  | 11400 | 25000 | 25000 | 0.93 | 1.72 | 1.72 | 3.59 | 4.25 | 4.25 | 13100 | 14000 | 25000 | 1.5 | 1.62 | 3.56 | 2.83 | 2.53 | 2.06 | 12500 | 25000 | 1.6 | 3.82 | 2.29 |  | 1.92 | 100% | 100% |  | Integrated | 120W @230V | (Starting condition) A) Compressor must be turned on to activate base heater. B) Outside temp is below 32F for 5 minutes. C) Defrost thermistor reads under 30.2F for 5 minutes -All of these must be satisfied to activate. (Stop condition) A) Outside temp is over 46.4F for 5 minutes. B) Defrost thermistor reads over 59F for 5 minutes | -13 | 10000 | z | 22050 | 1.4 | 3.52 | 2.09 | 1.83
Mitsubishi |  | 8996108 | MXZ-3C24NAHZ2 | Non-Ducted Indoor Units | 10 | 19 | 13.5 | Yes | Ductless | Multi-zone |  | 11400 | 25000 | 25000 | 0.93 | 1.72 | 1.72 | 3.59 | 4.25 | 4.25 | 13100 | 14000 | 25000 | 1.5 | 1.62 | 3.56 | 2.83 | 2.53 | 2.06 | 12500 | 25000 | 1.6 | 3.82 | 2.29 |  | 1.92 | 100% | 100% |  | Integrated | 120W @230V | (Starting condition) A) Compressor must be turned on to activate base heater. B) Outside temp is below 32F for 5 minutes. C) Defrost thermistor reads under 30.2F for 5 minutes -All of these must be satisfied to activate. (Stop condition) A) Outside temp is over 46.4F for 5 minutes. B) Defrost thermistor reads over 59F for 5 minutes | -13 | 10000 | z | 22050 | 1.4 | 3.52 | 2.09 | 1.83
Mitsubishi |  | 7434486 | MXZ-4C36NAHZ | Mixed | 10.7 | 17.5 | 12.7 | Yes | Ductless | Multi-zone |  | 22500 | 45000 | 45000 | 1.3 | 3.8 | 3.8 | 5.07 | 3.48 | 3.48 | 22500 | 35000 | 45000 | 2.15 | 4.05 | 5.35 | 3.07 | 2.54 | 2.47 | 22500 | 45000 | 2.62 | 6.21 | 2.52 |  | 2.16 | 100% | 100% |  | N/A |  |  | -13 | 22500 | z | 33800 | 3.14 | 5.32 | 2.1 | 1.89
Mitsubishi |  | 7451794 | MXZ-3C30NAHZ | Non-Ducted Indoor Units | 11 | 18 | 12.5 | Yes | Ductless | Multi-zone |  | 11400 | 28600 | 28600 | 0.93 | 2.1 | 2.1 | 3.59 | 4 | 4 | 13100 | 18000 | 28600 | 1.5 | 1.99 | 4.19 | 2.83 | 2.65 | 2 | 12500 | 28600 | 1.6 | 4.79 | 2.29 |  | 1.75 | 100% | 100% |  | Integrated | 120W @230V | (Starting condition) A) Compressor must be turned on to activate base heater. B) Outside temp is below 32F for 5 minutes. C) Defrost thermistor reads under 30.2F for 5 minutes -All of these must be satisfied to activate. (Stop condition) A) Outside temp is over 46.4F for 5 minutes. B) Defrost thermistor reads over 59F for 5 minutes | -13 | 10000 | z | 25225 | 1.4 | 4.49 | 2.09 | 1.64
Mitsubishi |  | 8993522 | MXZ-3C30NAHZ2 | Non-Ducted Indoor Units | 11 | 18 | 12.5 | Yes | Ductless | Multi-zone |  | 11400 | 28600 | 28600 | 0.93 | 2.1 | 2.1 | 3.59 | 4 | 4 | 13100 | 18000 | 28600 | 1.5 | 1.99 | 4.19 | 2.83 | 2.65 | 2 | 12500 | 28600 | 1.6 | 4.79 | 2.29 |  | 1.75 | 100% | 100% |  | Integrated | 120W @230V | (Starting condition) A) Compressor must be turned on to activate base heater. B) Outside temp is below 32F for 5 minutes. C) Defrost thermistor reads under 30.2F for 5 minutes -All of these must be satisfied to activate. (Stop condition) A) Outside temp is over 46.4F for 5 minutes. B) Defrost thermistor reads over 59F for 5 minutes | -13 | 10000 | z | 25225 | 1.4 | 4.49 | 2.09 | 1.64
Mitsubishi |  | 7434477 | MXZ-5C42NAHZ | Non-Ducted Indoor Units | 11 | 19 | 13.4 | Yes | Ductless | Multi-zone |  | 24000 | 48000 | 48000 | 1.17 | 3.43 | 3.43 | 6.01 | 4.1 | 4.1 | 24000 | 35800 | 48000 | 1.66 | 3.65 | 4.87 | 4.23 | 2.87 | 2.89 | 24000 | 48000 | 1.91 | 5.61 | 3.69 |  | 2.51 | 100% | 100% |  | Integrated | 150W @230V | (Starting condition) A) Compressor must be turned on to activate base heater. B) Outside temp is below 32F for 5 minutes. C) Defrost thermistor reads under 30.2F for 5 minutes -All of these must be satisfied to activate. (Stop condition) A) Outside temp is over 46.4F for 5 minutes. B) Defrost thermistor reads over 59F for 5 minutes | -13 | 24000 | z | 36000 | 2.5 | 4.8 | 2.81 | 2.2
Mitsubishi |  | 7434482 | MXZ-4C36NAHZ | Non-Ducted Indoor Units | 11.3 | 19.1 | 14 | Yes | Ductless | Multi-zone |  | 22500 | 45000 | 45000 | 1.09 | 3.34 | 3.34 | 6.05 | 3.95 | 3.95 | 22500 | 34000 | 45000 | 1.55 | 3.5 | 4.74 | 4.26 | 2.85 | 2.78 | 22500 | 45000 | 1.78 | 5.46 | 3.71 |  | 2.41 | 100% | 100% |  | Integrated | 150W @230V | (Starting condition) A) Compressor must be turned on to activate base heater. B) Outside temp is below 32F for 5 minutes. C) Defrost thermistor reads under 30.2F for 5 minutes -All of these must be satisfied to activate. (Stop condition) A) Outside temp is over 46.4F for 5 minutes. B) Defrost thermistor reads over 59F for 5 minutes | -13 | 22500 | z | 33800 | 2.33 | 4.68 | 2.83 | 2.12
American Standard |  | 6749789 | 4A6V0024A1 | *AM8C0B30V21 | 10 | 19.25 | 13.75 | Yes | Centrally Ducted | N/A |  | 7800 | 20200 | 21900 | 0.5 | 1.64 | 1.56 | 4.58 | 3.61 | 4.12 | 11430 | 16800 | 16800 | 1.18 | 1.97 | 1.91 | 2.84 | 2.5 | 2.58 | 11176 | 13000 | 1.58 | 1.84 | 2.08 |  | 2.08 | 59.36% | 77.38% |  | N/A |  |  | N/A
American Standard |  | 6992577 | 4A6V0036A1 | *AM8C0B30V21 | 10 | 20 | 13 | Yes | Centrally Ducted | N/A |  | 8400 | 32600 | 33900 | 0.5 | 2.81 | 2.55 | 4.92 | 3.4 | 3.9 | 15930 | 26200 | 26400 | 1.85 | 3.34 | 3.3 | 2.52 | 2.3 | 2.34 | 16688 | 20160 | 2.64 | 3.16 | 1.86 |  | 1.86 | 59.47% | 76.36% |  | N/A |  |  | N/A
American Standard |  | 7599436 | 4A6V0036A1 | *AM8C0C48V41 | 10 | 20.75 | 13.5 | Yes | Centrally Ducted | N/A |  | 8400 | 33800 | 32800 | 0.5 | 2.83 | 2.38 | 4.92 | 3.5 | 4.04 | 15820 | 25400 | 25700 | 1.78 | 3.1 | 3.12 | 2.6 | 2.4 | 2.42 | 16548 | 19800 | 2.54 | 3 | 1.9 |  | 1.94 | 60.37% | 77.04% |  | N/A |  |  | N/A
American Standard |  | 7125570 | 4A6V0036A1 | *UHMB060ACV3 4TXCB004CC3 | 10 | 18.5 | 12.5 | Yes | Centrally Ducted | N/A |  | 8500 | 31000 | 33500 | 0.55 | 2.93 | 2.73 | 4.52 | 3.1 | 3.6 | 16150 | 26000 | 26300 | 1.98 | 3.46 | 3.51 | 2.38 | 2.2 | 2.2 | 16934 | 20300 | 2.82 | 3.36 | 1.76 |  | 1.78 | 60.6% | 77.19% |  | N/A |  |  | N/A
American Standard |  | 6796524 | 4A6V0036A1 | *UD2C080ACV4 4TXCC007CC3 | 10 | 20 | 13 | Yes | Centrally Ducted | N/A |  | 8300 | 32000 | 33100 | 0.49 | 2.93 | 2.57 | 4.96 | 3.2 | 3.78 | 15710 | 25800 | 25900 | 1.88 | 3.44 | 3.35 | 2.44 | 2.2 | 2.26 | 16488 | 19800 | 2.7 | 3.22 | 1.78 |  | 1.8 | 59.82% | 76.45% |  | N/A |  |  | N/A
American Standard |  | 6796526 | 4A6V0036A1 | *UD2C100ACV5 4TXCC007CC3 | 10 | 20 | 13 | Yes | Centrally Ducted | N/A |  | 8300 | 31800 | 33100 | 0.49 | 2.91 | 2.59 | 4.96 | 3.2 | 3.74 | 15710 | 25600 | 25900 | 1.88 | 3.41 | 3.35 | 2.44 | 2.2 | 2.26 | 16588 | 19900 | 2.7 | 3.2 | 1.8 |  | 1.82 | 60.12% | 76.83% |  | N/A |  |  | N/A
American Standard |  | 7125572 | 4A6V0036A1 | *DHMB060BCV3 4TXFH036CZ3 | 10 | 19.5 | 12.5 | Yes | Centrally Ducted | N/A |  | 8300 | 30800 | 33200 | 0.52 | 2.82 | 2.65 | 4.68 | 3.2 | 3.68 | 16150 | 25800 | 26100 | 1.94 | 3.44 | 3.41 | 2.44 | 2.2 | 2.24 | 17034 | 20340 | 2.78 | 3.28 | 1.8 |  | 1.82 | 61.27% | 77.93% |  | N/A |  |  | N/A
American Standard |  | 6796528 | 4A6V0036A1 | *UD2C080ACV4 4TXFH036CZ3 | 10 | 20 | 13 | Yes | Centrally Ducted | N/A |  | 8100 | 31200 | 32400 | 0.5 | 2.86 | 2.51 | 4.74 | 3.2 | 3.78 | 15710 | 25600 | 25700 | 1.86 | 3.41 | 3.28 | 2.48 | 2.2 | 2.3 | 16628 | 19900 | 2.66 | 3.16 | 1.84 |  | 1.84 | 61.42% | 77.43% |  | N/A |  |  | N/A
American Standard |  | 7125571 | 4A6V0036A1 | *UHMB060ACV3 4TXFH036CZ3 | 10 | 18.75 | 12.5 | Yes | Centrally Ducted | N/A |  | 8300 | 30400 | 32700 | 0.56 | 2.87 | 2.68 | 4.34 | 3.1 | 3.58 | 15930 | 25600 | 25900 | 1.96 | 3.41 | 3.45 | 2.38 | 2.2 | 2.2 | 16788 | 20040 | 2.78 | 3.32 | 1.76 |  | 1.76 | 61.28% | 77.37% |  | N/A |  |  | N/A
American Standard |  | 6749791 | 4A6V0048A1 | *AM8C0C48V41 | 10 | 19.25 | 12.5 | Yes | Centrally Ducted | N/A |  | 11800 | 42500 | 42600 | 0.74 | 4.15 | 3.65 | 4.68 | 3 | 3.42 | 21530 | 34000 | 34400 | 2.61 | 4.74 | 4.66 | 2.42 | 2.1 | 2.16 | 22446 | 26720 | 3.72 | 4.44 | 1.76 |  | 1.76 | 62.72% | 77.67% |  | N/A |  |  | N/A
American Standard |  | 7161151 | 4A6V0048A1 | *AM8C0C60V51 | 10 | 19.25 | 12.5 | Yes | Centrally Ducted | N/A |  | 11800 | 43000 | 43100 | 0.74 | 3.94 | 3.53 | 4.68 | 3.2 | 3.58 | 21640 | 34200 | 34700 | 2.56 | 4.55 | 4.54 | 2.48 | 2.2 | 2.24 | 22486 | 26780 | 3.64 | 4.34 | 1.8 |  | 1.8 | 62.13% | 77.18% |  | N/A |  |  | N/A
American Standard |  | 6750455 | 4A6V8024A1 | *AM8C0B30V21 | 10 | 18 | 13 | Yes | Centrally Ducted | N/A |  | 7800 | 20000 | 21900 | 0.5 | 1.63 | 1.56 | 4.58 | 3.6 | 4.12 | 11430 | 16800 | 16800 | 1.18 | 1.97 | 1.91 | 2.84 | 2.5 | 2.58 | 11176 | 13000 | 1.58 | 1.84 | 2.08 |  | 2.08 | 59.36% | 77.38% |  | N/A |  |  | N/A
American Standard |  | 6750232 | 4A6V8036A1 | *AM8C0C36V31 | 10 | 18 | 13 | Yes | Centrally Ducted | N/A |  | 8200 | 32200 | 32200 | 0.47 | 3.04 | 2.6 | 5.12 | 3.1 | 3.62 | 15710 | 25200 | 25400 | 1.85 | 3.36 | 3.33 | 2.48 | 2.2 | 2.24 | 16488 | 19680 | 2.66 | 3.18 | 1.82 |  | 1.82 | 61.12% | 77.48% |  | N/A |  |  | N/A
American Standard |  | 7035709 | 4A6V8036A1 | *DD2C100ACV5 4NXCC005AS3 | 10 | 18 | 12.5 | Yes | Centrally Ducted | N/A |  | 8400 | 31600 | 32600 | 0.5 | 2.99 | 2.54 | 4.92 | 3.1 | 3.76 | 16040 | 26200 | 26300 | 1.89 | 3.49 | 3.42 | 2.48 | 2.2 | 2.26 | 16828 | 20200 | 2.7 | 3.26 | 1.82 |  | 1.82 | 61.96% | 76.81% |  | N/A |  |  | N/A
American Standard |  | 6796559 | 4A6V8037A1 | *AM8C0B30V21 | 10 | 18 | 13 | Yes | Centrally Ducted | N/A |  | 8400 | 32600 | 33900 | 0.5 | 2.81 | 2.55 | 4.92 | 3.4 | 3.9 | 15930 | 26200 | 26400 | 1.85 | 3.34 | 3.3 | 2.52 | 2.3 | 2.34 | 16688 | 20160 | 2.66 | 3.16 | 1.84 |  | 1.86 | 59.47% | 76.36% |  | N/A |  |  | N/A
American Standard |  | 6796560 | 4A6V8037A1 | *UD2B080ACV3 4TXCB004CC3 | 10 | 18 | 12.5 | Yes | Centrally Ducted | N/A |  | 8300 | 32000 | 33300 | 0.5 | 3.02 | 2.68 | 4.86 | 3.1 | 3.64 | 16040 | 25800 | 26100 | 1.95 | 3.44 | 3.46 | 2.42 | 2.2 | 2.22 | 16934 | 20240 | 2.8 | 3.32 | 1.78 |  | 1.78 | 60.78% | 77.55% |  | N/A |  |  | N/A
American Standard |  | 6796562 | 4A6V8037A1 | *UD2C080ACV4 4TXCC007CC3 | 10 | 18 | 13 | Yes | Centrally Ducted | N/A |  | 8300 | 32000 | 33100 | 0.49 | 2.93 | 2.57 | 4.96 | 3.2 | 3.78 | 15710 | 25800 | 25900 | 1.88 | 3.44 | 3.36 | 2.44 | 2.2 | 2.26 | 16488 | 19800 | 2.7 | 3.22 | 1.78 |  | 1.8 | 59.82% | 76.45% |  | N/A |  |  | N/A
American Standard |  | 6796563 | 4A6V8037A1 | *UD2C100ACV5 4TXCC007CC3 | 10 | 18 | 13 | Yes | Centrally Ducted | N/A |  | 8300 | 31800 | 33100 | 0.49 | 2.91 | 2.6 | 4.96 | 3.2 | 3.74 | 15710 | 25600 | 25900 | 1.88 | 3.41 | 3.35 | 2.44 | 2.2 | 2.26 | 16588 | 19900 | 2.7 | 3.2 | 1.8 |  | 1.82 | 60.12% | 76.83% |  | N/A |  |  | N/A
American Standard |  | 7125581 | 4A6V8037A1 | *DHMB060BCV3 4TXFH036CZ3 | 10 | 18 | 12.5 | Yes | Centrally Ducted | N/A |  | 8300 | 31800 | 33200 | 0.52 | 2.91 | 2.66 | 4.68 | 3.2 | 3.66 | 16150 | 25800 | 26100 | 1.95 | 3.44 | 3.41 | 2.42 | 2.2 | 2.24 | 17034 | 20340 | 2.78 | 3.28 | 1.8 |  | 1.82 | 61.27% | 77.93% |  | N/A |  |  | N/A
American Standard |  | 6796565 | 4A6V8037A1 | *UD2C080ACV4 4TXFH036CZ3 | 10 | 18 | 13 | Yes | Centrally Ducted | N/A |  | 8100 | 31200 | 32400 | 0.5 | 2.86 | 2.52 | 4.74 | 3.2 | 3.76 | 15710 | 25600 | 25700 | 1.86 | 3.41 | 3.28 | 2.48 | 2.2 | 2.3 | 16628 | 19900 | 2.66 | 3.16 | 1.84 |  | 1.84 | 61.42% | 77.43% |  | N/A |  |  | N/A
American Standard |  | 6750233 | 4A6V8048A1 | *AM8C0C48V41 | 10 | 18 | 12.5 | Yes | Centrally Ducted | N/A |  | 11800 | 41000 | 43000 | 0.74 | 3.88 | 3.64 | 4.68 | 3.1 | 3.46 | 21860 | 34400 | 34800 | 2.57 | 4.58 | 4.61 | 2.5 | 2.2 | 2.22 | 22792 | 27080 | 3.66 | 4.38 | 1.82 |  | 1.82 | 62.98% | 77.82% |  | N/A |  |  | N/A
American Standard |  | 6750457 | 4A6V8049A1 | *AM8C0C48V41 | 10 | 18 | 12.5 | Yes | Centrally Ducted | N/A |  | 11800 | 41500 | 42600 | 0.74 | 4.05 | 3.65 | 4.68 | 3 | 3.42 | 21530 | 34000 | 34400 | 2.61 | 4.74 | 4.66 | 2.42 | 2.1 | 2.16 | 22446 | 26720 | 3.72 | 4.44 | 1.76 |  | 1.76 | 62.72% | 77.67% |  | N/A |  |  | N/A
Mitsubishi |  | 8635969 | PUZ-HA36NHA5 | PVA-A36AA4 | 11 | 17.8 | 12.5 | Yes | Centrally Ducted | N/A |  | 18000 | 38000 | 40000 | 1.14 | 3.04 | 3.36 | 4.63 | 3.66 | 3.49 | 19000 | 25000 | 38000 | 2.03 | 3.33 | 5.4 | 2.74 | 2.2 | 2.06 | 15000 | 38000 | 1.73 | 6.1 | 2.54 |  | 1.82 | 95% | 100% |  | N/A |  |  | -13 | 13000 | z | 29000 | 1.77 | 6.15 | 2.15 | 1.38
Trane |  | 6749942 | 4TWV0024A1 | *AM8C0B30V21 | 10 | 19.25 | 13.75 | Yes | Centrally Ducted | N/A |  | 7800 | 20200 | 21900 | 0.5 | 1.64 | 1.56 | 4.58 | 3.61 | 4.12 | 11430 | 16800 | 16800 | 1.18 | 1.97 | 1.91 | 2.84 | 2.5 | 2.58 | 11176 | 13000 | 1.58 | 1.84 | 2.08 |  | 2.08 | 59.36% | 77.38% |  | N/A |  |  | N/A
Trane |  | 6992578 | 4TWV0036A1 | *AM8C0B30V21 | 10 | 20 | 13 | Yes | Centrally Ducted | N/A |  | 8400 | 32600 | 33900 | 0.5 | 2.81 | 2.55 | 4.92 | 3.4 | 3.9 | 15930 | 26200 | 26400 | 1.85 | 3.34 | 3.3 | 2.52 | 2.3 | 2.34 | 16688 | 20160 | 2.64 | 3.16 | 1.86 |  | 1.86 | 59.47% | 76.36% |  | N/A |  |  | N/A
Trane |  | 7599437 | 4TWV0036A1 | *AM8C0C48V41 | 10 | 20.75 | 13.5 | Yes | Centrally Ducted | N/A |  | 8400 | 33800 | 32800 | 0.5 | 2.83 | 2.38 | 4.92 | 3.5 | 4.04 | 15820 | 25400 | 25700 | 1.78 | 3.1 | 3.12 | 2.6 | 2.4 | 2.42 | 16548 | 19800 | 2.54 | 3 | 1.9 |  | 1.94 | 60.37% | 77.04% |  | N/A |  |  | N/A
Trane |  | 7125586 | 4TWV0036A1 | *UHMB060ACV3 4TXCB004CC3 | 10 | 18.5 | 12.5 | Yes | Centrally Ducted | N/A |  | 8500 | 31000 | 33500 | 0.55 | 2.93 | 2.73 | 4.52 | 3.1 | 3.6 | 16150 | 26000 | 26300 | 1.98 | 3.46 | 3.51 | 2.38 | 2.2 | 2.2 | 16934 | 20300 | 2.82 | 3.36 | 1.76 |  | 1.78 | 60.6% | 77.19% |  | N/A |  |  | N/A
Trane |  | 6796600 | 4TWV0036A1 | *UD2C080ACV4 4TXCC007CC3 | 10 | 20 | 13 | Yes | Centrally Ducted | N/A |  | 8300 | 32000 | 33100 | 0.49 | 2.93 | 2.57 | 4.96 | 3.2 | 3.78 | 15710 | 25800 | 25900 | 1.88 | 3.44 | 3.35 | 2.44 | 2.2 | 2.26 | 16488 | 19800 | 2.7 | 3.22 | 1.78 |  | 1.8 | 59.82% | 76.45% |  | N/A |  |  | N/A
Trane |  | 6796602 | 4TWV0036A1 | *UD2C100ACV5 4TXCC007CC3 | 10 | 20 | 13 | Yes | Centrally Ducted | N/A |  | 8300 | 31800 | 33100 | 0.49 | 2.91 | 2.59 | 4.96 | 3.2 | 3.74 | 15710 | 25600 | 25900 | 1.88 | 3.41 | 3.35 | 2.44 | 2.2 | 2.26 | 16588 | 19900 | 2.7 | 3.2 | 1.8 |  | 1.82 | 60.12% | 76.83% |  | N/A |  |  | N/A
Trane |  | 7125588 | 4TWV0036A1 | *DHMB060BCV3 4TXFH036CZ3 | 10 | 19.5 | 12.5 | Yes | Centrally Ducted | N/A |  | 8300 | 30800 | 33200 | 0.52 | 2.82 | 2.65 | 4.68 | 3.2 | 3.68 | 16150 | 25800 | 26100 | 1.94 | 3.44 | 3.41 | 2.44 | 2.2 | 2.24 | 17034 | 20340 | 2.78 | 3.28 | 1.8 |  | 1.82 | 61.27% | 77.93% |  | N/A |  |  | N/A
Trane |  | 6796604 | 4TWV0036A1 | *UD2C080ACV4 4TXFH036CZ3 | 10 | 20 | 13 | Yes | Centrally Ducted | N/A |  | 8100 | 31200 | 32400 | 0.5 | 2.86 | 2.51 | 4.74 | 3.2 | 3.78 | 15710 | 25600 | 25700 | 1.86 | 3.41 | 3.28 | 2.48 | 2.2 | 2.3 | 16628 | 19900 | 2.66 | 3.16 | 1.84 |  | 1.84 | 61.42% | 77.43% |  | N/A |  |  | N/A
Trane |  | 7125587 | 4TWV0036A1 | *UHMB060ACV3 4TXFH036CZ3 | 10 | 18.75 | 12.5 | Yes | Centrally Ducted | N/A |  | 8300 | 30400 | 32700 | 0.56 | 2.87 | 2.68 | 4.34 | 3.1 | 3.58 | 15930 | 25600 | 25900 | 1.96 | 3.41 | 3.45 | 2.38 | 2.2 | 2.2 | 16788 | 20040 | 2.78 | 3.32 | 1.76 |  | 1.76 | 61.28% | 77.37% |  | N/A |  |  | N/A
Trane |  | 6749944 | 4TWV0048A1 | *AM8C0C48V41 | 10 | 19.25 | 12.5 | Yes | Centrally Ducted | N/A |  | 11800 | 42500 | 42600 | 0.74 | 4.15 | 3.65 | 4.68 | 3 | 3.42 | 21530 | 34000 | 34400 | 2.61 | 4.74 | 4.66 | 2.42 | 2.1 | 2.16 | 22446 | 26720 | 3.72 | 4.44 | 1.76 |  | 1.76 | 62.72% | 77.67% |  | N/A |  |  | N/A
Trane |  | 7161152 | 4TWV0048A1 | *AM8C0C60V51 | 10 | 19.25 | 12.5 | Yes | Centrally Ducted | N/A |  | 11800 | 43000 | 43100 | 0.74 | 3.94 | 3.53 | 4.68 | 3.2 | 3.58 | 21640 | 34200 | 34700 | 2.56 | 4.55 | 4.54 | 2.48 | 2.2 | 2.24 | 22486 | 26780 | 3.64 | 4.34 | 1.8 |  | 1.8 | 62.13% | 77.18% |  | N/A |  |  | N/A
Trane |  | 6750459 | 4TWV8024A1 | *AM8C0B30V21 | 10 | 18 | 13 | Yes | Centrally Ducted | N/A |  | 7800 | 20000 | 21900 | 0.5 | 1.63 | 1.56 | 4.58 | 3.6 | 4.12 | 11430 | 16800 | 16800 | 1.18 | 1.97 | 1.91 | 2.84 | 2.5 | 2.58 | 11176 | 13000 | 1.58 | 1.84 | 2.08 |  | 2.08 | 59.36% | 77.38% |  | N/A |  |  | N/A
Trane |  | 6750234 | 4TWV8036A1 | *AM8C0C36V31 | 10 | 18 | 13 | Yes | Centrally Ducted | N/A |  | 8200 | 32200 | 32200 | 0.47 | 3.04 | 2.6 | 5.12 | 3.1 | 3.62 | 15710 | 25200 | 25400 | 1.85 | 3.36 | 3.33 | 2.48 | 2.2 | 2.24 | 16488 | 19680 | 2.66 | 3.18 | 1.82 |  | 1.82 | 61.12% | 77.48% |  | N/A |  |  | N/A
Trane |  | 7035765 | 4TWV8036A1 | *DD2C100ACV5 4NXCC005AS3 | 10 | 18 | 12.5 | Yes | Centrally Ducted | N/A |  | 8400 | 31600 | 32600 | 0.5 | 2.99 | 2.54 | 4.92 | 3.1 | 3.76 | 16040 | 26200 | 26300 | 1.89 | 3.49 | 3.42 | 2.48 | 2.2 | 2.26 | 16828 | 20200 | 2.7 | 3.26 | 1.82 |  | 1.82 | 61.96% | 76.81% |  | N/A |  |  | N/A
Trane |  | 6796635 | 4TWV8037A1 | *AM8C0B30V21 | 10 | 18 | 13 | Yes | Centrally Ducted | N/A |  | 8400 | 32600 | 33900 | 0.5 | 2.81 | 2.55 | 4.92 | 3.4 | 3.9 | 15930 | 26200 | 26400 | 1.85 | 3.34 | 3.3 | 2.52 | 2.3 | 2.34 | 16688 | 20160 | 2.66 | 3.16 | 1.84 |  | 1.86 | 59.47% | 76.36% |  | N/A |  |  | N/A
Trane |  | 6796636 | 4TWV8037A1 | *UD2B080ACV3 4TXCB004CC3 | 10 | 18 | 12.5 | Yes | Centrally Ducted | N/A |  | 8300 | 32000 | 33300 | 0.5 | 3.02 | 2.68 | 4.86 | 3.1 | 3.64 | 16040 | 25800 | 26100 | 1.95 | 3.44 | 3.46 | 2.42 | 2.2 | 2.22 | 16934 | 20240 | 2.8 | 3.32 | 1.78 |  | 1.78 | 60.78% | 77.55% |  | N/A |  |  | N/A
Trane |  | 6796638 | 4TWV8037A1 | *UD2C080ACV4 4TXCC007CC3 | 10 | 18 | 13 | Yes | Centrally Ducted | N/A |  | 8300 | 32000 | 33100 | 0.49 | 2.93 | 2.57 | 4.96 | 3.2 | 3.78 | 15710 | 25800 | 25900 | 1.88 | 3.44 | 3.36 | 2.44 | 2.2 | 2.26 | 16488 | 19800 | 2.7 | 3.22 | 1.78 |  | 1.8 | 59.82% | 76.45% |  | N/A |  |  | N/A
Trane |  | 6796639 | 4TWV8037A1 | *UD2C100ACV5 4TXCC007CC3 | 10 | 18 | 13 | Yes | Centrally Ducted | N/A |  | 8300 | 31800 | 33100 | 0.49 | 2.91 | 2.6 | 4.96 | 3.2 | 3.74 | 15710 | 25600 | 25900 | 1.88 | 3.41 | 3.35 | 2.44 | 2.2 | 2.26 | 16588 | 19900 | 2.7 | 3.2 | 1.8 |  | 1.82 | 60.12% | 76.83% |  | N/A |  |  | N/A
Trane |  | 7125597 | 4TWV8037A1 | *DHMB060BCV3 4TXFH036CZ3 | 10 | 18 | 12.5 | Yes | Centrally Ducted | N/A |  | 8300 | 31800 | 33200 | 0.52 | 2.91 | 2.66 | 4.68 | 3.2 | 3.66 | 16150 | 25800 | 26100 | 1.95 | 3.44 | 3.41 | 2.42 | 2.2 | 2.24 | 17034 | 20340 | 2.78 | 3.28 | 1.8 |  | 1.82 | 61.27% | 77.93% |  | N/A |  |  | N/A
Trane |  | 6796641 | 4TWV8037A1 | *UD2C080ACV4 4TXFH036CZ3 | 10 | 18 | 13 | Yes | Centrally Ducted | N/A |  | 8100 | 31200 | 32400 | 0.5 | 2.86 | 2.52 | 4.74 | 3.2 | 3.76 | 15710 | 25600 | 25700 | 1.86 | 3.41 | 3.28 | 2.48 | 2.2 | 2.3 | 16628 | 19900 | 2.66 | 3.16 | 1.84 |  | 1.84 | 61.42% | 77.43% |  | N/A |  |  | N/A
Trane |  | 6750235 | 4TWV8048A1 | *AM8C0C48V41 | 10 | 18 | 12.5 | Yes | Centrally Ducted | N/A |  | 11800 | 41000 | 43000 | 0.74 | 3.88 | 3.64 | 4.68 | 3.1 | 3.46 | 21860 | 34400 | 34800 | 2.57 | 4.58 | 4.61 | 2.5 | 2.2 | 2.22 | 22792 | 27080 | 3.66 | 4.38 | 1.82 |  | 1.82 | 62.98% | 77.82% |  | N/A |  |  | N/A
Trane |  | 6750461 | 4TWV8049A1 | *AM8C0C48V41 | 10 | 18 | 12.5 | Yes | Centrally Ducted | N/A |  | 11800 | 41500 | 42600 | 0.74 | 4.05 | 3.65 | 4.68 | 3 | 3.42 | 21530 | 34000 | 34400 | 2.61 | 4.74 | 4.66 | 2.42 | 2.1 | 2.16 | 22446 | 26720 | 3.72 | 4.44 | 1.76 |  | 1.76 | 62.72% | 77.67% |  | N/A |  |  | N/A
Trane |  | 7151531 | 4TXK2709A10N0AA | 4MXW2709A10N0AA | 10 | 27 | 14.5 | Yes | Ductless | Single-zone |  | 2200 | 9800 | 11000 | 0.1 | 0.65 | 1.25 | 6.4476 | 4.4186 | 2.579 | 1989 | 5800 | 10630.675 | 0.12 | 0.62822 | 1.2595 | 4.8577 | 2.7058 | 2.4736 | 1480 | 8000 | 0.15 | 1.095 | 2.8916 |  | 2.1412 | 72.73% | 75.25% |  | Integrated | 72W | Heater on below 34°F | N/A
Trane |  | 7151533 | 4TXK2712A10NAA | 4MXW2712A10N0AA | 10 | 25 | 13 | Yes | Ductless | Single-zone |  | 2400 | 13000 | 14000 | 0.1 | 0.96 | 1.35 | 7.0337 | 3.9687 | 3.0393 | 2200 | 8000 | 8700 | 0.09 | 0.75 | 1.01 | 7.164 | 3.1261 | 2.5245 | 2100 | 8300 | 0.085 | 1.131 | 7.2406 |  | 2.1507 | 59.29% | 95.4% |  | Integrated | 72W | Heater on below 34°F | N/A
Trane |  | 7151535 | 4TXK2718A10N0AA | 4MXW2718A10N0AA | 10 | 21 | 12.5 | Yes | Ductless | Single-zone |  | 3412 | 19000 | 23202 | 0.4 | 1.58 | 2.5 | 2.4999 | 3.5243 | 2.7199 | 2729 | 12100 | 19674 | 0.41 | 1.26 | 2.57 | 1.9507 | 2.8144 | 2.2435 | 2388 | 15400 | 0.42 | 2.29 | 1.6663 |  | 1.9709 | 66.37% | 78.28% |  | Integrated | 160W | Heater on below 34°F | N/A
Daikin |  | 3208523 | RXG15HVJU | FTXG15HVJU | 10 | 21 | 12.9 | Yes | Ductless | Single-zone |  | 4668 | 18000 | 21280 | 0.234 | 1.32 | 2.16 | 5.85 | 3.99 | 2.89 | 3003 | 11100 | 14340 | 0.203 | 1.08 | 1.87 | 4.34 | 3 | 2.25 | 2330 | 11150 | 0.19 | 1.75 | 3.59 |  | 1.87 | 52.4% | 77.75% |  | Accessory (KEH041A45) |  | Temp. below 23 degrees | -4 |  | z | 8750 |  | 1.67 |  | 1.54
Daikin |  | 3208522 | RXG12HVJU | FTXG12HVJU | 10.55 | 24.2 | 14 | Yes | Ductless | Single-zone |  | 4668 | 16000 | 19130 | 0.224 | 1.16 | 2.14 | 6.11 | 4.04 | 2.62 | 3003 | 10400 | 12920 | 0.192 | 0.98 | 1.78 | 4.58 | 3.1 | 2.13 | 2330 | 10040 | 0.181 | 1.67 | 3.77 |  | 1.76 | 52.48% | 77.71% |  | Accessory (KEH041A45) |  | Temp. below 23 degrees | -4 |  | z | 7880 |  | 1.58 |  | 1.46
Daikin |  | 5265758 | RXS24LVJU | FTXS24LVJU | 10.6 | 20 | 12.5 | Yes | Ductless | Single-zone |  | 7800 | 25400 | 31400 | 0.54 | 2.21 | 2.75 | 4.25 | 3.37 | 3.34 | 4260 | 13781 | 17041 | 0.37 | 1.54 | 1.91 | 3.34 | 2.63 | 2.61 | 3507 | 14028 | 0.36 | 1.82 | 2.89 |  | 2.26 | 44.68% | 82.32% |  | Accessory (KEH041A43) |  | Temp. below 23 degrees | 0 | 3055 | z | 12220 | 0.35 | 1.77 | 2.59 | 2.03
Daikin |  | 5265757 | RXS18LVJU | FTXS18LVJU | 11 | 20.3 | 12.7 | Yes | Ductless | Single-zone |  | 5800 | 21600 | 26700 | 0.41 | 1.71 | 2.12 | 4.17 | 3.7 | 3.7 | 3149 | 11725 | 14485 | 0.28 | 1.19 | 1.47 | 3.26 | 2.89 | 2.89 | 2592 | 11924 | 0.27 | 1.4 | 2.82 |  | 2.49 | 44.66% | 82.32% |  | Accessory (KEH041A42) |  | Temp. below 23 degrees | 0 | 2258 | z | 10387 | 0.26 | 1.36 | 2.53 | 2.24
Daikin |  | 3208521 | RXG09HVJU | FTXG09HVJU | 11 | 26.1 | 15.8 | Yes | Ductless | Single-zone |  | 4668 | 12000 | 18670 | 0.224 | 0.78 | 1.94 | 6.11 | 4.51 | 2.82 | 3003 | 8100 | 12170 | 0.194 | 0.72 | 1.68 | 4.54 | 3.3 | 2.12 | 2330 | 9460 | 0.182 | 1.57 | 3.75 |  | 1.77 | 50.67% | 77.73% |  | Accessory (KEH041A45) |  | Temp. below 23 degrees | -4 |  | z | 7430 |  | 1.49 |  | 1.46
Daikin |  | 8849445 | RXL15QMVJU | FVXS15NVJU | 11.3 | 20 | 12.5 | Yes | Ductless | Single-zone |  | 5814 | 18056 | 23884 | 0.34 | 1.401 | 1.809 | 5.01 | 3.78 | 3.87 | 3784 | 11751 | 19414 | 0.297 | 1.222 | 2.105 | 3.73 | 2.82 | 2.7 | 2958 | 18015 | 0.279 | 2.198 | 3.11 |  | 2.4 | 75.43% | 92.79% |  | N/A |  |  | N/A
Daikin |  | 5265756 | RXS15LVJU | FTXS15LVJU | 11.6 | 20.6 | 14.4 | Yes | Ductless | Single-zone |  | 5800 | 18000 | 22300 | 0.39 | 1.32 | 1.64 | 4.35 | 4 | 3.97 | 3149 | 9780 | 12114 | 0.27 | 0.92 | 1.14 | 3.4 | 3.13 | 3.11 | 2592 | 9972 | 0.26 | 1.09 | 2.94 |  | 2.69 | 44.72% | 82.32% |  | Accessory (KEH041A42) |  | Temp. below 23 degrees | 0 | 2258 | z | 8687 | 0.25 | 1.06 | 2.64 | 2.41
Daikin |  | 8849459 | RXL09QMVJU | FVXS09NVJU | 11.7 | 20 | 12.5 | Yes | Ductless | Single-zone |  | 4446 | 10089 | 14330 | 0.24 | 0.721 | 1.356 | 5.43 | 4.1 | 3.1 | 2893 | 6565 | 11082 | 0.21 | 0.629 | 1.378 | 4.04 | 3.06 | 2.36 | 2262 | 10065 | 0.197 | 1.384 | 3.37 |  | 2.13 | 70.24% | 90.82% |  | N/A |  |  | 0 | 2000 |  | 6500 |  | 1 |  | 1.8
Daikin |  | 8849458 | RXL12QMVJU | FTX12NMVJU | 12 | 20 | 12.5 | Yes | Ductless | Single-zone |  | 4446 | 13679 | 18766 | 0.24 | 1.026 | 1.562 | 5.43 | 3.91 | 3.52 | 2893 | 8902 | 15388 | 0.21 | 0.895 | 1.789 | 4.04 | 2.92 | 2.52 | 2262 | 14330 | 0.197 | 1.86 | 3.37 |  | 2.26 | 76.36% | 93.12% |  | N/A |  |  | N/A
Daikin |  | 5265753 | RXS09LVJU | FTXS09LVJU | 12.5 | 24.5 | 15.3 | Yes | Ductless | Single-zone |  | 4400 | 12000 | 15600 | 0.22 | 0.79 | 1.27 | 5.99 | 4.45 | 3.6 | 2408 | 6520 | 8465 | 0.15 | 0.55 | 0.88 | 4.72 | 3.48 | 2.81 | 1982 | 6968 | 0.14 | 0.84 | 4.08 |  | 2.43 | 44.67% | 82.32% |  | Accessory (KEH041A41) |  | Temp. below 23 degrees | 0 | 1727 | z | 6070 | 0.14 | 0.82 | 3.66 | 2.18
Daikin |  | 5265755 | RXS12LVJU | FTXS12LVJU | 12.5 | 23 | 12.8 | Yes | Ductless | Single-zone |  | 4800 | 14400 | 18000 | 0.22 | 0.97 | 1.27 | 6.53 | 4.35 | 4.15 | 2593 | 7816 | 9780 | 0.15 | 0.67 | 0.88 | 5.08 | 3.4 | 3.25 | 2135 | 8051 | 0.14 | 0.84 | 4.39 |  | 2.81 | 44.73% | 82.32% |  | Accessory (KEH041A41) |  | Temp. below 23 degrees | 0 | 1860 | z | 7013 | 0.14 | 0.82 | 3.94 | 2.52
Daikin |  | 8849533 | RXL09QMVJU | FTX09NMVJU | 12.5 | 20 | 12.5 | Yes | Ductless | Single-zone |  | 4446 | 10942 | 16036 | 0.23 | 0.761 | 1.701 | 5.67 | 4.21 | 2.76 | 2893 | 7121 | 12136 | 0.201 | 0.664 | 1.642 | 4.22 | 3.14 | 2.17 | 2262 | 10918 | 0.189 | 1.623 | 3.51 |  | 1.97 | 68.08% | 89.96% |  | N/A |  |  | N/A
Daikin |  | 8849330 | RXL15QMVJU | FTX15NMVJU | 12.5 | 20 | 13 | Yes | Ductless | Single-zone |  | 5814 | 18295 | 24566 | 0.39 | 1.341 | 2.307 | 4.37 | 4 | 3.12 | 3784 | 11904 | 19755 | 0.341 | 1.17 | 2.361 | 3.25 | 2.98 | 2.45 | 2958 | 18254 | 0.32 | 2.361 | 2.71 |  | 2.27 | 74.31% | 92.4% |  | N/A |  |  | N/A
Electrolux Home Products | Frigidaire | 8718583 | FFHP093CS2 | FFHP093WS2 | 10.5 | 23 | 14 | Yes | Ductless | Singlezone |  | 1900 | 11000 | 12000 | 0.16 | 1.02 | 1.2 | 3.4802 | 3.1606 | 2.9307 | 4100 | 7800 | 11000 | 0.43 | 0.83 | 1.37 | 2.7944 | 2.7542 | 2.3531 | 3300 | 10200 | 0.46 | 1.45 | 2.1025 |  | 2.0616 | 85% | 92.73% |  | Integrated | 72 | If outdoor temperature is lower than temperature setting of Pan Heater, the Pan Heater will be activated. | N/A
Electrolux Home Products | Frigidaire | 8718585 | FFHP183CS2 | FFHP183WS2 | 10 | 20 | 12.5 | Yes | Ductless | Singlezone |  | 7340 | 8806.37 | 19315.3 | 0.58 | 0.633 | 2.468 | 3.7089 | 4.0772 | 2.2937 | 7120 | 12470.86 | 18687.5 | 0.61 | 1.37 | 2.613 | 3.4208 | 2.6678 | 2.096 | 6870 | 16425.3 | 0.63 | 2.622 | 3.1959 |  | 1.8359 | 85.04% | 87.89% |  | Integrated | 160±5% | If outdoor temperature is lower than temperature setting of Pan Heater, the Pan Heater will be activated. | N/A
Electrolux Home Products | Frigidaire | 8718584 | FFHP123CS2 | FFHP123WS2 | 10.1 | 22 | 12.5 | Yes | Ductless | Singlezone |  | 2400 | 13000 | 14000 | 0.4 | 1.1 | 1.4 | 1.7584 | 3.4636 | 2.9307 | 4000 | 7500 | 11000 | 0.42 | 0.84 | 1.34 | 2.7912 | 2.6167 | 2.4058 | 3200 | 8800 | 0.45 | 1.27 | 2.0841 |  | 2.0307 | 62.86% | 80% |  | Integrated | 72±5% | If outdoor temperature is lower than temperature setting of Pan Heater, the Pan Heater will be activated. | N/A
Friedrich |  | 7000021 | MR09Y3J | MW09Y3J | 11 | 21.5 | 13.3 | Yes | Ductless | Single-zone |  | 3000 | 10800 | 17061 | 0.2 | 0.7 | 1.39 | 4.34 | 4.52 | 3.6 | 2700 | 5880 | 15355 | 0.27 | 0.56 | 1.9 | 2.89 | 3.08 | 2.37 | 2070 | 11942.7 | 0.28 | 1.95 | 2.16 |  | 1.79 | 70% | 77.78% |  | Integrated | 60W @230V | Base pan heater starts when outside temperature is less than 0C (heating mode). The heater turns off when temperature is greater than 3C. | N/A
Friedrich |  | 7000022 | MR12Y3J | MW12Y3J | 11 | 21.5 | 12.5 | Yes | Ductless | Single-zone |  | 3000 | 13300 | 22178 | 0.19 | 1 | 2.08 | 4.49 | 3.9 | 3.12 | 2700 | 6880 | 19960 | 0.26 | 0.81 | 2.85 | 3.04 | 2.49 | 2.05 | 2070 | 15524.6 | 0.266 | 2.91 | 2.28 |  | 2 | 70% | 77.78% |  | Integrated | 60W @230V | Base pan heater starts when outside temperature is less than 0C (heating mode). The heater turns off when temperature is greater than 3C. | N/A
Friedrich |  | 7012589 | MR24Y3J | MW24Y3J | 11 | 21.5 | 12.5 | Yes | Ductless | Single-zone |  | 6200 | 27000 | 38898 | 0.53 | 2.38 | 4.19 | 3.43 | 3.4 | 2.72 | 5456 | 17240 | 34230 | 0.58 | 1.92 | 4.61 | 2.76 | 2.63 | 2.18 | 4278 | 27228.6 | 0.6 | 4.42 | 2.08 |  | 1.8 | 70% | 79.55% |  | N/A |  |  | N/A
Fujitsu |  | 8779045 | AOU18RLXFWH | ASU18RLF | 10.4 | 20 | 13.3 | Yes | Ductless | Single-zone |  | 7000 | 21600 | 29000 | 0.48 | 1.75 | 2.99 | 4.27 | 3.62 | 2.84 | 5485 | 14600 | 22759 | 0.57 | 1.42 | 3 | 2.82 | 3.02 | 2.22 | 5205 | 21600 | 0.54 | 2.75 | 2.82 |  | 2.3 | 74.48% | 94.91% |  | Integrated | 150 | Operation depends on outdoor temperature & demand | -15 | 4317 | z | 17913 | 0.42 | 1.83 | 3.01 | 2.87
Fujitsu |  | 8718495 | AOU18RLXFW1 | ASU18RLF | 10.5 | 20 | 13.3 | Yes | Ductless | Single-zone |  | 7000 | 21600 | 29000 | 0.48 | 1.75 | 2.99 | 4.27 | 3.62 | 2.84 | 5485 | 14600 | 22759 | 0.42 | 1.39 | 2.85 | 3.83 | 3.08 | 2.34 | 5205 | 21600 | 0.39 | 2.6 | 3.91 |  | 2.43 | 74.48% | 94.91% |  | N/A |  |  | -5 | 4745 | z | 19688 | 0.33 | 2.22 | 4.21 | 2.6
Fujitsu |  | 6937311 | AOU15RLFFH | AGU15RLF | 11 | 20.3 | 12.5 | Yes | Ductless | Single-zone |  | 3100 | 18000 | 20800 | 0.18 | 1.58 | 2.01 | 5 | 3.68 | 3.03 | 2832 | 11600 | 19000 | 0.47 | 1.3 | 3.04 | 1.77 | 2.62 | 1.83 | 2798 | 18500 | 0.41 | 3.06 | 2 |  | 1.77 | 88.94% | 97.37% |  | Integrated | 150 | Operation depends on outdoor temperature & demand | -15 | 2320 | z | 15500 | 0.41 | 2.93 | 1.66 | 1.55
Fujitsu |  | 6936997 | AOU15RLFF | AGU15RLF | 11.2 | 20.3 | 12.5 | Yes | Ductless | Single-zone |  | 3100 | 18000 | 20800 | 0.18 | 1.58 | 2.01 | 5 | 3.68 | 3.03 | 2832 | 11600 | 19000 | 0.32 | 1.3 | 2.89 | 2.59 | 2.62 | 1.93 | 2798 | 18500 | 0.26 | 2.91 | 3.15 |  | 1.86 | 88.94% | 97.37% |  | N/A |  |  | -5 | 2593 | z | 17500 | 0.26 | 2.86 | 2.92 | 1.79
Fujitsu |  | 6937310 | AOU12RLFFH | AGU12RLF | 11.3 | 22.7 | 13.1 | Yes | Ductless | Single-zone |  | 3100 | 16000 | 19500 | 0.2 | 1.44 | 1.84 | 4.5 | 3.87 | 3.1 | 2457 | 10600 | 15000 | 0.39 | 1.19 | 2.32 | 1.85 | 2.6 | 1.89 | 2423 | 15000 | 0.39 | 2.32 | 1.82 |  | 1.89 | 76.92% | 100% |  | Integrated | 150 | Operation depends on outdoor temperature & demand | -15 | 2252 | z | 14000 | 0.48 | 2.99 | 1.38 | 1.37
Fujitsu |  | 5751314 | AOU12RLFC | ARU12RLF | 11.5 | 20 | 12.8 | Yes | Ductless | Single-zone |  | 3100 | 16000 | 19400 | 0.15 | 1.3 | 2 | 6 | 3.61 | 2.85 | 2793 | 10200 | 17600 | 0.17 | 1.16 | 2.15 | 4.76 | 2.58 | 2.41 | 2647 | 16500 | 0.18 | 2.25 | 4.31 |  | 2.18 | 85.05% | 93.75% |  | N/A |  |  | -5 | 2377 | z | 15000 | 0.19 | 2.32 | 3.75 | 1.9
Fujitsu |  | 6936996 | AOU12RLFF | AGU12RLF | 11.6 | 22.7 | 13.1 | Yes | Ductless | Single-zone |  | 3100 | 16000 | 19500 | 0.2 | 1.44 | 1.84 | 4.5 | 3.87 | 3.1 | 2457 | 10600 | 15000 | 0.24 | 1.19 | 2.17 | 3 | 2.6 | 2.02 | 2423 | 15000 | 0.24 | 2.17 | 2.96 |  | 2.02 | 76.92% | 100% |  | N/A |  |  | -5 | 2115 | z | 13000 | 0.22 | 2.06 | 2.82 | 1.85
Fujitsu |  | 5063326 | AOU12RLS2 | ASU12RLS2 | 12 | 25 | 13.8 | Yes | Ductless | Single-zone |  | 3100 | 16000 | 22110 | 0.2 | 1.2 | 2 | 4.5 | 3.91 | 3.24 | 2491 | 10200 | 17900 | 0.2 | 1.1 | 2 | 3.65 | 2.72 | 2.63 | 2320 | 16500 | 0.21 | 2.1 | 3.24 |  | 2.34 | 74.63% | 92.18% |  | N/A |  |  | -5 | 2081 | z | 15000 | 0.21 | 2.1 | 2.9 | 2.1
Fujitsu |  | 5751312 | AOU9RLFC | ARU9RLF | 12.2 | 21.5 | 14.5 | Yes | Ductless | Single-zone |  | 3100 | 12000 | 18000 | 0.15 | 0.85 | 1.8 | 6 | 4.14 | 2.93 | 2744 | 9400 | 16100 | 0.14 | 0.96 | 1.78 | 5.65 | 2.88 | 2.66 | 2610 | 15000 | 0.15 | 1.87 | 5.11 |  | 2.41 | 83.33% | 93.17% |  | N/A |  |  | -5 | 2378 | z | 13500 | 0.15 | 1.92 | 4.54 | 2.14
Fujitsu |  | 5751313 | AOU12RLFC | AUU12RLF | 12.2 | 21.9 | 12.8 | Yes | Ductless | Single-zone |  | 3100 | 16000 | 19400 | 0.15 | 1.44 | 2 | 6 | 3.26 | 2.85 | 2793 | 10200 | 17600 | 0.17 | 1.16 | 2.15 | 4.76 | 2.58 | 2.41 | 2647 | 16500 | 0.18 | 2.25 | 4.31 |  | 2.18 | 85.05% | 93.75% |  | N/A |  |  | -5 | 2377 | z | 15000 | 0.19 | 2.32 | 3.75 | 1.9
Fujitsu |  | 6937309 | AOU9RLFFH | AGU9RLF | 12.4 | 26 | 16 | Yes | Ductless | Single-zone |  | 3100 | 12000 | 18800 | 0.2 | 0.88 | 1.84 | 4.5 | 4.71 | 2.99 | 2320 | 7500 | 14000 | 0.35 | 0.78 | 1.97 | 1.94 | 2.8 | 2.08 | 2115 | 14000 | 0.34 | 2.25 | 1.82 |  | 1.82 | 74.47% | 100% |  | Integrated | 150 | Operation depends on outdoor temperature & demand | -15 | 1843 | z | 11000 | 0.38 | 2.07 | 1.42 | 1.56
Fujitsu |  | 5063325 | AOU9RLS2 | ASU9RLS2 | 12.5 | 27.2 | 16.1 | Yes | Ductless | Single-zone |  | 3100 | 12000 | 22000 | 0.2 | 0.8 | 1.99 | 4.5 | 4.4 | 3.24 | 2320 | 9400 | 16400 | 0.2 | 1.09 | 1.97 | 3.4 | 2.54 | 2.45 | 2150 | 15000 | 0.21 | 2.06 | 3 |  | 2.18 | 68.18% | 91.46% |  | N/A |  |  | -5 | 1945 | z | 13500 | 0.21 | 2.05 | 2.71 | 2
Fujitsu |  | 6936995 | AOU9RLFF | AGU9RLF | 12.6 | 26 | 16 | Yes | Ductless | Single-zone |  | 3100 | 12000 | 18800 | 0.2 | 0.88 | 1.84 | 4.5 | 4.71 | 2.99 | 2320 | 7500 | 14000 | 0.2 | 0.78 | 1.82 | 3.4 | 2.8 | 2.25 | 2115 | 14000 | 0.19 | 2.1 | 3.26 |  | 1.95 | 74.47% | 100% |  | N/A |  |  | -5 | 2047 | z | 12500 | 0.22 | 2 | 2.73 | 1.83
Fujitsu |  | 5751311 | AOU9RLFC | AUU9RLF | 13 | 24 | 14.5 | Yes | Ductless | Single-zone |  | 3100 | 12000 | 18000 | 0.15 | 0.89 | 1.8 | 6 | 3.95 | 2.93 | 2744 | 9400 | 16100 | 0.14 | 0.96 | 1.78 | 5.65 | 2.88 | 2.66 | 2610 | 15000 | 0.15 | 1.87 | 5.11 |  | 2.41 | 83.33% | 93.17% |  | N/A |  |  | -5 | 2378 | z | 13500 | 0.15 | 1.92 | 4.54 | 2.14
Fujitsu |  | 7993245 | AOU15RLS3H | ASU15RLS3 | 13.3 | 25.3 | 13.9 | Yes | Ductless | Single-zone |  | 3100 | 18000 | 23900 | 0.17 | 1.15 | 2.19 | 5.29 | 4.59 | 3.2 | 2798 | 11200 | 21500 | 0.35 | 1.07 | 2.74 | 2.34 | 3.06 | 2.3 | 2696 | 20500 | 0.36 | 2.9 | 2.19 |  | 2.07 | 85.77% | 95.35% |  | Integrated | 150 | Operation depends on outdoor temperature & demand | -15 | 2081 | z | 16000 | 0.37 | 2.88 | 1.65 | 1.63
Fujitsu |  | 7993243 | AOU15RLS3 | ASU15RLS3 | 13.4 | 25.3 | 13.9 | Yes | Ductless | Single-zone |  | 3100 | 18000 | 23900 | 0.17 | 1.15 | 2.19 | 5.29 | 4.59 | 3.2 | 2798 | 11200 | 21500 | 0.2 | 1.04 | 2.59 | 4.1 | 3.14 | 2.43 | 2696 | 20500 | 0.21 | 2.75 | 3.76 |  | 2.18 | 85.77% | 95.35% |  | N/A |  |  | -5 | 2388 | z | 18500 | 0.21 | 2.74 | 3.33 | 1.98
Fujitsu |  | 7993244 | AOU12RLS3H | ASU12RLS3 | 13.8 | 29.3 | 15.2 | Yes | Ductless | Single-zone |  | 3100 | 16000 | 22110 | 0.2 | 1.01 | 1.94 | 4.5 | 4.64 | 3.34 | 2491 | 9600 | 17500 | 0.36 | 0.88 | 2.21 | 2.03 | 3.18 | 2.32 | 2320 | 16500 | 0.37 | 2.25 | 1.84 |  | 2.15 | 74.63% | 94.29% |  | Integrated | 150 | Operation depends on outdoor temperature & demand | -15 | 1638 | z | 11500 | 0.38 | 2.23 | 1.26 | 1.51
Fujitsu |  | 7993242 | AOU12RLS3 | ASU12RLS3 | 14 | 29.3 | 15.2 | Yes | Ductless | Single-zone |  | 3100 | 16000 | 22110 | 0.2 | 1.01 | 1.94 | 4.5 | 4.64 | 3.34 | 2491 | 9600 | 17500 | 0.21 | 0.85 | 2.06 | 3.48 | 3.3 | 2.49 | 2320 | 16500 | 0.22 | 2.1 | 3.09 |  | 2.3 | 74.63% | 94.29% |  | N/A |  |  | -5 | 2081 | z | 15000 | 0.22 | 2.09 | 2.77 | 2.1
Fujitsu |  | 8004700 | AOU9RLS3H | ASU9RLS3 | 14 | 33 | 18 | Yes | Ductless | Single-zone |  | 3100 | 12000 | 22000 | 0.2 | 0.66 | 1.93 | 4.5 | 5.33 | 3.34 | 2286 | 7000 | 16000 | 0.36 | 0.61 | 2.21 | 1.86 | 3.36 | 2.12 | 2150 | 15000 | 0.37 | 2.25 | 1.7 |  | 1.95 | 68.18% | 93.75% |  | Integrated | 150 | Operation depends on outdoor temperature & demand | -15 | 1535 | z | 11000 | 0.38 | 2.23 | 1.18 | 1.44
Fujitsu |  | 8004699 | AOU9RLS3 | ASU9RLS3 | 14.2 | 33 | 18 | Yes | Ductless | Single-zone |  | 3100 | 12000 | 22000 | 0.2 | 0.66 | 1.93 | 4.5 | 5.33 | 3.34 | 2286 | 7000 | 16000 | 0.21 | 0.59 | 2.06 | 3.19 | 3.46 | 2.28 | 2150 | 15000 | 0.22 | 2.1 | 2.86 |  | 2.09 | 68.18% | 93.75% |  | N/A |  |  | -5 | 1945 | z | 13500 | 0.22 | 2.09 | 2.59 | 1.89
LG |  | 5859619 | LUU187HV | LCN187HV | 10.1 | 20 | 15 | Yes | Ductless | Single-zone |  | 9300 | 20000 | 22000 | 0.74 | 1.5 | 1.78 | 3.7 | 3.9 | 3.6 | 6820 | 12500 | 14330 | 0.69 | 1.27 | 1.54 | 2.9 | 2.9 | 2.7 | 4550 | 11271 | 0.55 | 1.47 | 2.4 |  | 2.2 | 51.23% | 78.65% |  | N/A |  |  | N/A
LG |  | 6236101 | LSU240HSV3 | LSN240HSV3 | 10.2 | 20 | 12.5 | Yes | Ductless | Single-zone |  | 3070 | 27600 | 38900 | 0.3 | 2.38 | 4.1 | 3 | 3.4 | 2.8 | 2250 | 16940 | 28020 | 0.26 | 1.92 | 3.42 | 2.6 | 2.6 | 2.4 | 1500 | 24220 | 0.2 | 3.36 | 2.2 |  | 2.1 | 62.26% | 86.44% |  | N/A |  |  | N/A
LG |  | 7484109 | LSU090HSV4 | LAN090HSV4 | 10.8 | 21.5 | 13.3 | Yes | Ductless | Single-zone |  | 1023 | 10800 | 17061 | 0.075 | 0.7 | 1.43 | 4 | 4.5 | 3.5 | 750 | 6630 | 11080 | 0.06 | 0.56 | 1.02 | 3.5 | 3.5 | 3.2 | 500 | 9570 | 0.05 | 1 | 2.9 |  | 2.8 | 56.09% | 86.37% |  | Integrated | 90W | Heater on when ambient temperature is equal and less than 0C - Heater off when ambient temperature is equal and greater than 1C -1C deadband between on and off, heater is always turned on from 0C down if the unit is "on" and in "heat". Heater turns off when outdoor temperature reaches 1C. Heater is not used in "cool" mode. | N/A
LG |  | 7484110 | LSU090HSV4 | LSN090HSV4 | 10.8 | 21.5 | 13.3 | Yes | Ductless | Single-zone |  | 1023 | 10800 | 17061 | 0.07 | 0.7 | 1.35 | 4.3 | 4.5 | 3.7 | 750 | 6630 | 11080 | 0.06 | 0.56 | 1.02 | 3.5 | 3.5 | 3.2 | 500 | 9570 | 0.05 | 1 | 2.9 |  | 2.8 | 56.09% | 86.37% |  | Integrated | 90W | Heater on when ambient temperature is equal and less than 0C - Heater off when ambient temperature is equal and greater than 1C -1C deadband between on and off, heater is always turned on from 0C down if the unit is "on" and in "heat". Heater turns off when outdoor temperature reaches 1C. Heater is not used in "cool" mode. | N/A
LG |  | 7484111 | LSU120HSV4 | LAN120HSV4 | 11 | 21.5 | 12.5 | Yes | Ductless | Single-zone |  | 1023 | 13300 | 22178 | 0.08 | 1 | 1.9 | 3.7 | 3.9 | 3.4 | 750 | 8160 | 13500 | 0.07 | 0.81 | 1.44 | 3 | 3 | 2.7 | 500 | 11670 | 0.054 | 1.41 | 2.7 |  | 2.4 | 52.62% | 86.44% |  | Integrated | 90W | Heater on when ambient temperature is equal and less than 0C - Heater off when ambient temperature is equal and greater than 1C -1C deadband between on and off, heater is always turned on from 0C down if the unit is "on" and in "heat". Heater turns off when outdoor temperature reaches 1C. Heater is not used in "cool" mode. | N/A
LG |  | 7484112 | LSU120HSV4 | LSN120HSV4 | 11 | 21.5 | 12.5 | Yes | Ductless | Single-zone |  | 1023 | 13300 | 22178 | 0.08 | 1 | 1.9 | 3.7 | 3.9 | 3.4 | 750 | 8160 | 13500 | 0.07 | 0.81 | 1.44 | 3 | 3 | 2.7 | 500 | 11670 | 0.054 | 1.41 | 2.7 |  | 2.4 | 52.62% | 86.44% |  | Integrated | 90W | Heater on when ambient temperature is equal and less than 0C - Heater off when ambient temperature is equal and greater than 1C -1C deadband between on and off, heater is always turned on from 0C down if the unit is "on" and in "heat". Heater turns off when outdoor temperature reaches 1C. Heater is not used in "cool" mode. | N/A
LG |  | 7012586 | LSU240HLV | LSN240HLV | 11 | 21.5 | 12.5 | Yes | Ductless | Single-zone |  | 3070 | 27000 | 38898 | 0.3 | 2.38 | 4.1 | 3 | 3.3 | 2.8 | 2250 | 16570 | 27410 | 0.26 | 1.92 | 3.42 | 2.5 | 2.5 | 2.3 | 1500 | 23690 | 0.2 | 3.36 | 2.2 |  | 2.1 | 60.9% | 86.43% |  | N/A |  |  | N/A
LG |  | 7947563 | LAU090HYV1 | LAN090HYV1 | 12 | 27.5 | 15.65 | Yes | Ductless | Single-zone |  | 1023 | 11000 | 20472 | 0.07 | 0.71 | 1.32 | 4.3 | 4.5 | 4.5 | 597 | 6750 | 11940 | 0.06 | 0.57 | 1.16 | 2.9 | 3.5 | 3 | 561 | 11220 | 0.06 | 1.14 | 2.7 |  | 2.9 | 54.81% | 93.97% |  | Integrated | 90W | Heater on when ambient temperature is equal and less than 0C - Heater off when ambient temperature is equal and greater than 1C -1C deadband between on and off, heater is always turned on from 0C down if the unit is "on" and in "heat". Heater turns off when outdoor temperature reaches 1C. Heater is not used in "cool" mode. | N/A
LG |  | 7849625 | LAU120HYV1 | LAN120HYV1 | 12 | 25.5 | 13.8 | Yes | Ductless | Single-zone |  | 1023 | 12000 | 22178 | 0.06 | 0.75 | 1.39 | 5 | 4.7 | 4.7 | 676 | 7360 | 14650 | 0.07 | 0.61 | 1.5 | 2.8 | 3.5 | 2.9 | 633 | 13720 | 0.07 | 1.47 | 2.7 |  | 2.7 | 61.86% | 93.65% |  | Integrated | 90W | Heater on when ambient temperature is equal and less than 0C - Heater off when ambient temperature is equal and greater than 1C -1C deadband between on and off, heater is always turned on from 0C down if the unit is "on" and in "heat". Heater turns off when outdoor temperature reaches 1C. Heater is not used in "cool" mode. | N/A
LG Electronics USA, Inc |  | 9680935 | LAU150HYV2 | LAN150HYV2 | 12.5 | 24 | 13.5 | Yes | Ductless | Single-zone |  | 3070 | 18000 | 25200 | 0.38 | 1.385 | 1.99 | 2.3677 | 3.8089 | 3.7113 | 1810 | 11000 | 20970 | 0.36 | 1.12 | 2.2 | 1.4735 | 2.8784 | 2.7935 | 1350 | 18940 | 0.34 | 2.16 | 1.1637 |  | 2.5698 | 75.16% | 90.32% |  | INTEGRATED | 120 WATT | Heater on when ambient temperature is equal and less than 0C - Heater off when ambient temperature is equal and greater than 1C -1C deadband between on and off, heater is always turned on from 0C down if the unit is "on" and in "heat". Heater turns off when outdoor temperature reaches 1C. Heater is not used in "cool" mode. | N/A
LG Electronics USA, Inc |  | 9680934 | LAU180HYV2 | LAN180HYV2 | 12 | 22 | 12.5 | Yes | Ductless | Single-zone |  | 3070 | 22000 | 32000 | 0.38 | 1.79 | 2.71 | 2.3677 | 3.602 | 3.4606 | 1810 | 13500 | 25640 | 0.36 | 1.44 | 2.84 | 1.4735 | 2.7475 | 2.6459 | 1350 | 22600 | 0.34 | 2.79 | 1.1637 |  | 2.374 | 70.62% | 88.14% |  | INTEGRATED | 120 WATT | Heater on when ambient temperature is equal and less than 0C - Heater off when ambient temperature is equal and greater than 1C -1C deadband between on and off, heater is always turned on from 0C down if the unit is "on" and in "heat". Heater turns off when outdoor temperature reaches 1C. Heater is not used in "cool" mode. | N/A
Mitsubishi |  | 4908219 | MUZ-FE09NA | MSZ-FE09NA | 10 | 26 | 15.5 | Yes | Ductless | Single-zone |  | 3000 | 10900 | 18000 | 0.15 | 0.71 | 2.25 | 5.06 | 4.5 | 2.34 | 1700 | 6700 | 12500 | 0.11 | 0.65 | 1.73 | 4.53 | 3.02 | 2.12 | 1200 | 10900 | 0.08 | 1.46 | 4.4 |  | 2.19 | 60.56% | 87.2% |  | Accessory (MAC-640BH-U) | 106W @208V; 130W @ 230 V | A.) Heat mode is selected. B.) The ambient temperature thermistor reads 32F or less for 5 minutes continuously. C.) The defrost thermistor reads 30.2F or less for 5 minutes. D.) Outdoor fan motor is turned ON. | N/A
Mitsubishi |  | 4217888 | MUZ-FE18NA | MSZ-FE18NA | 10.3 | 20.2 | 14.2 | Yes | Ductless | Single-zone |  | 7500 | 21600 | 29700 | 0.52 | 1.54 | 2.42 | 4.23 | 4.11 | 3.6 | 4300 | 11700 | 25850 | 0.37 | 1.24 | 3.28 | 3.41 | 2.76 | 2.31 | 3000 | 21830 | 0.28 | 3.15 | 3.14 |  | 2.03 | 73.5% | 84.45% |  | Accessory (MAC-642BH-U) | 98W @208V; 120W @ 230 V | A.) Heat mode is selected. B.) The ambient temperature thermistor reads 32F or less for 5 minutes continuously. C.) The defrost thermistor reads 30.2F or less for 5 minutes. D.) Outdoor fan motor is turned ON. | 4 | 3000 |  | 21830 | 0.28 | 3.15 | 3.14 | 2.03
Mitsubishi |  | 4934170 | MUZ-FE12NA | MSZ-FE12NA | 10.5 | 23 | 12.9 | Yes | Ductless | Single-zone |  | 3000 | 13600 | 21000 | 0.15 | 0.95 | 2.25 | 5.06 | 4.2 | 2.74 | 1700 | 8300 | 13600 | 0.11 | 0.8 | 1.78 | 4.53 | 3.04 | 2.24 | 1200 | 13600 | 0.08 | 1.62 | 4.4 |  | 2.46 | 64.76% | 100% |  | Accessory (MAC-640BH-U) | 106W @208V; 130W @ 230 V | A.) Heat mode is selected. B.) The ambient temperature thermistor reads 32F or less for 5 minutes continuously. C.) The defrost thermistor reads 30.2F or less for 5 minutes. D.) Outdoor fan motor is turned ON. | 4 | 1200 |  | 13600 | 0.08 | 1.62 | 4.4 | 2.46
Mitsubishi |  | 8854559 | MUFZ-KJ18NAHZ | MFZ-KJ18NA | 11.3 | 21 | 12.6 | Yes | Ductless | Single-zone |  | 5700 | 21000 | 29000 | 0.48 | 1.73 | 3.43 | 3.48 | 3.56 | 2.48 | 3250 | 12800 | 23000 | 0.35 | 1.43 | 3.21 | 2.72 | 2.62 | 2.1 | 2260 | 21000 | 0.26 | 3 | 2.55 |  | 2.05 | 72.41% | 91.3% |  | Integrated | 98W @208V; 120W @ 230 V |  | -13 | 840 | z | 15700 | 0.13 | 2.3 | 1.89 | 2
Mitsubishi |  | 8854558 | MUFZ-KJ15NAHZ | MFZ-KJ15NA | 11.6 | 21.8 | 13.5 | Yes | Ductless | Single-zone |  | 5700 | 18000 | 25000 | 0.48 | 1.41 | 3.41 | 3.48 | 3.74 | 2.15 | 3250 | 12000 | 20500 | 0.35 | 1.3 | 3.19 | 2.72 | 2.71 | 1.88 | 2260 | 18000 | 0.26 | 2.95 | 2.55 |  | 1.79 | 72% | 87.8% |  | Integrated | 98W @208V; 120W @ 230 V |  | -13 | 840 | z | 14000 | 0.13 | 2.28 | 1.89 | 1.8
Mitsubishi |  | 7002444 | MUZ-FH15NA | MSZ-FH15NA | 12 | 22 | 12.5 | Yes | Ductless | Single-zone |  | 5150 | 18000 | 24000 | 0.43 | 1.3 | 3.36 | 3.51 | 4.06 | 2.09 | 2950 | 11000 | 18000 | 0.31 | 1.02 | 2.48 | 2.79 | 3.16 | 2.13 | 2050 | 18000 | 0.23 | 2.95 | 2.61 |  | 1.79 | 75% | 100% |  | Accessory (MAC-642BH-U) | 98W @208V; 120W @ 230 V | A.) Heat mode is selected. B.) The ambient temperature thermistor reads 32F or less for 5 minutes continuously. C.) The defrost thermistor reads 30.2F or less for 5 minutes. D.) Outdoor fan motor is turned ON. | -13 | 750 | z | 14600 | 0.11 | 2.35 | 2 | 1.82
Mitsubishi |  | 8797133 | MUZ-FH18NA2 | MSZ-FH18NA2 | 12 | 21 | 12.5 | Yes | Ductless | Single-zone |  | 5150 | 20300 | 30000 | 0.43 | 1.72 | 3.39 | 3.51 | 3.46 | 2.59 | 2950 | 13700 | 20300 | 0.31 | 1.32 | 2.8 | 2.79 | 3.04 | 2.12 | 2050 | 20300 | 0.23 | 2.96 | 2.61 |  | 2.01 | 67.67% | 100% |  | Accessory (MAC-642BH-U) | 98W @208V; 120W @ 230 V | A.) Heat mode is selected. B.) The ambient temperature thermistor reads 32F or less for 5 minutes continuously. C.) The defrost thermistor reads 30.2F or less for 5 minutes. D.) Outdoor fan motor is turned ON. | -13 | 750 | z | 14000 | 0.11 | 2.35 | 2 | 1.74
Mitsubishi |  | 8849446 | MUFZ-KJ12NAHZ | MFZ-KJ12NA | 12 | 25.5 | 13.6 | Yes | Ductless | Single-zone |  | 2900 | 13000 | 22800 | 0.27 | 0.9 | 2.39 | 3.15 | 4.23 | 2.8 | 1650 | 8800 | 14800 | 0.2 | 0.93 | 1.89 | 2.42 | 2.77 | 2.29 | 1150 | 13000 | 0.15 | 1.81 | 2.25 |  | 2.1 | 57.02% | 87.84% |  | Integrated | 106W @208V; 130W @ 230 V |  | -13 | 420 | z | 8000 | 0.07 | 1.28 | 1.76 | 1.83
Mitsubishi |  | 7002063 | MUZ-FH12NA | MSZ-FH12NA | 12.5 | 26.1 | 13.8 | Yes | Ductless | Single-zone |  | 3700 | 13600 | 21000 | 0.28 | 0.95 | 2.3 | 3.87 | 4.2 | 2.68 | 2100 | 8000 | 13600 | 0.2 | 0.72 | 1.9 | 3.08 | 3.26 | 2.1 | 1450 | 13600 | 0.15 | 1.8 | 2.83 |  | 2.21 | 64.76% | 100% |  | Accessory (MAC-640BH-U) | 106W @208V; 130W @ 230 V | A.) Heat mode is selected. B.) The ambient temperature thermistor reads 32F or less for 5 minutes continuously. C.) The defrost thermistor reads 30.2F or less for 5 minutes. D.) Outdoor fan motor is turned ON. | -13 | 550 | z | 9900 | 0.07 | 1.6 | 2.3 | 1.81
Mitsubishi |  | 8854557 | MUFZ-KJ09NAHZ | MFZ-KJ09NA | 13 | 28.2 | 15.8 | Yes | Ductless | Single-zone |  | 2900 | 11000 | 19000 | 0.27 | 0.75 | 2.37 | 3.15 | 4.3 | 2.35 | 1650 | 7500 | 13400 | 0.2 | 0.8 | 1.86 | 2.42 | 2.75 | 2.11 | 1150 | 11000 | 0.15 | 1.6 | 2.25 |  | 2.01 | 57.89% | 82.09% |  | Integrated | 106W @208V; 130W @ 230 V |  | -13 | 420 | z | 7000 | 0.07 | 1.27 | 1.76 | 1.62
Mitsubishi |  | 7002062 | MUZ-FH09NA | MSZ-FH09NA | 13.5 | 30.5 | 16.1 | Yes | Ductless | Single-zone |  | 1600 | 10900 | 18000 | 0.11 | 0.71 | 1.47 | 4.26 | 4.5 | 3.59 | 920 | 6700 | 12200 | 0.08 | 0.6 | 1.44 | 3.37 | 3.27 | 2.48 | 640 | 10900 | 0.06 | 1.35 | 3.13 |  | 2.32 | 60.56% | 89.34% |  | Accessory (MAC-640BH-U) | 106W @208V; 130W @ 230 V | A.) Heat mode is selected. B.) The ambient temperature thermistor reads 32F or less for 5 minutes continuously. C.) The defrost thermistor reads 30.2F or less for 5 minutes. D.) Outdoor fan motor is turned ON. | -13 | 240 | z | 7300 | 0.03 | 1.25 | 2.34 | 1.71
Mitsubishi |  | 8797130 | MUZ-FH06NA | MSZ-FH06NA | 13.5 | 33.1 | 19 | Yes | Ductless | Single-zone |  | 1600 | 8700 | 14000 | 0.11 | 0.55 | 1.27 | 4.26 | 4.68 | 3.23 | 920 | 5900 | 10700 | 0.08 | 0.5 | 1 | 3.37 | 3.46 | 3.13 | 640 | 8700 | 0.06 | 0.91 | 3.13 |  | 2.8 | 62.14% | 81.31% |  | Accessory (MAC-640BH-U) | 106W @208V; 130W @230V | A.) Heat mode is selected. B.) The ambient temperature thermistor reads 32F or less for 5 minutes continuously. C.) The defrost thermistor reads 30.2F or less for 5 minutes. D.) Outdoor fan motor is turned ON. | -13 | 240 | z | 6400 | 0.03 | 0.8 | 2.34 | 2.34
Mitsubishi | Mr. SLIM | 8797132 | MUZ-FH06NAH | MSZ-FH06NAH | 12.5 | 33.1 | 19 | Yes | Ductless | Single-zone |  | 1600 | 8700 | 14000 | 0.11 | 0.55 | 1.27 | 4.26 | 4.68 | 3.23 | 920 | 5900 | 10700 | 0.21 | 0.628 | 1.13 | 1.28 | 2.75 | 2.78 | 640 | 8700 | 0.19 | 1.04 | 0.99 |  | 2.45 | 75.85% | 88.13% |  | Integrated | 106W @208V; 130W @ 230V | A.) Heat mode is selected. B.) The ambient temperature thermistor reads 32F or less for 5 minutes continuously. C.) The defrost thermistor reads 30.2F or less for 5 minutes. D.) Outdoor fan motor is turned ON. | -13 | 240 |  | 2100 | 0.16 | 0.93 | 0.44 | 2.02
Mitsubishi | Mr. SLIM | 8737963 | MUZ-FH09NAH | MSZ-FH09NAH | 12.5 | 30.5 | 16.1 | Yes | Ductless | Single-zone |  | 1600 | 10900 | 18000 | 0.11 | 0.55 | 1.27 | 4.26 | 5.86 | 4.15 | 920 | 6700 | 12200 | 0.34 | 0.72 | 1.26 | 0.79 | 2.73 | 2.84 | 640 | 10900 | 0.32 | 1.17 | 0.59 |  | 2.73 | 65.78% | 96.13% |  | Integrated | 106W @208V; 130W @ 230V | A.) Heat mode is selected. B.) The ambient temperature thermistor reads 32F or less for 5 minutes continuously. C.) The defrost thermistor reads 30.2F or less for 5 minutes. D.) Outdoor fan motor is turned ON. | -13 | 240 |  | 7300 | 0.29 | 1.06 | 0.24 | 2.02
Mitsubishi | Mr. SLIM | 8703451 | MUZ-FH12NAH | MSZ-FH12NAH | 11.5 | 26.1 | 13.8 | Yes | Ductless | Single-zone |  | 3700 | 13600 | 21000 | 0.28 | 0.95 | 2.3 | 3.87 | 4.2 | 2.68 | 2100 | 8100 | 13600 | 0.33 | 0.84 | 1.96 | 1.87 | 2.83 | 1.96 | 1450 | 13600 | 0.28 | 1.93 | 1.52 |  | 2.07 | 77.24% | 105.6% |  | Integrated | 106W @208V; 130W @ 230V | A.) Heat mode is selected. B.) The ambient temperature thermistor reads 32F or less for 5 minutes continuously. C.) The defrost thermistor reads 30.2F or less for 5 minutes. D.) Outdoor fan motor is turned ON. | -13 | 550 |  | 9900 | 0.2 | 1.73 | 0.81 | 1.68
Mitsubishi | Mr. SLIM | 8797134 | MUZ-FH18NAH2 | MSZ-FH18NAH2 | 11 | 21 | 12.5 | Yes | Ductless | Single-zone |  | 5150 | 20300 | 30000 | 0.43 | 1.72 | 3.39 | 3.51 | 3.46 | 2.59 | 2950 | 13700 | 20300 | 0.43 | 1.44 | 2.92 | 3.51 | 3.46 | 2.59 | 2050 | 20300 | 0.35 | 3.08 | 1.72 |  | 1.93 | 74.52% | 74.52% |  | Integrated | 106W @208V; 130W @ 230V | A.) Heat mode is selected. B.) The ambient temperature thermistor reads 32F or less for 5 minutes continuously. C.) The defrost thermistor reads 30.2F or less for 5 minutes. D.) Outdoor fan motor is turned ON. | -13 | 750 |  | 14000 | 0.23 | 2.47 | 0.96 | 1.66
SAMSUNG ELECTRONICS CO., LTD. | SAMSUNG | 8717080 | AC009KXADCH | AC009KNLDCH | 10.5 | 21 | 13.95 | Yes | Centrally Ducted | N/A |  | 2900 | 12000 | 14000 | 0.25 | 1.127 | 1.5 | 3.3996 | 3.1205 | 2.7353 | 2720 | 7800 | 12000 | 0.31 | 0.921 | 1.54 | 2.5715 | 2.482 | 2.2837 | 2200 | 10700 | 0.34 | 1.62 | 1.8963 |  | 1.9357 | 76.43% | 89.17% |  | N/A | N/A | N/A | -4 | 1800 |  | 8000 | 0.31 | 1.52 | 1.7017 | 1.5425
SAMSUNG ELECTRONICS CO., LTD. | SAMSUNG | 8203107 | AC030JXSCCH/AA | AC030JN4DCH/AA | 10.1 | 21 | 13.1 | Yes | Ductless | Single-zone |  | 13000 | 32000 | 37000 | 0.9 | 2.468 | 3.16 | 4.2332 | 3.7999 | 3.4315 | 12500 | 20800 | 36000 | 1.01 | 2.21 | 5.28 | 3.6271 | 2.7583 | 1.9982 | 12000 | 32000 | 1.32 | 5.02 | 2.6643 |  | 1.8682 | 86.49% | 88.89% |  | Integrated | 150W @230V | [Operation condition - (1)&(2)&(3)&(4)] (1) Heating mode (2) Compressor must be turned on (3) Outside temperature is below 30F for more than 5 minutes. (4) Outdoor fan motor is turned ON. | -13 | 12000 |  | 28000 | 1.58 | 5.62 | 2.2259 | 1.4601
SAMSUNG ELECTRONICS CO., LTD. | SAMSUNG | 8203117 | AC030JXSCCH/AA | AC030JNHDCH/AA | 10.1 | 21 | 13 | Yes | Centrally Ducted | N/A |  | 13000 | 32000 | 37000 | 0.92 | 2.468 | 3.18 | 4.1412 | 3.7999 | 3.4099 | 12500 | 20800 | 36000 | 1.11 | 2.33 | 5.38 | 3.3003 | 2.6163 | 1.9611 | 12000 | 32000 | 1.44 | 5.22 | 2.4423 |  | 1.7966 | 86.49% | 88.89% |  | Integrated | 150W @230V | [Operation condition - (1)&(2)&(3)&(4)] (1) Heating mode (2) Compressor must be turned on (3) Outside temperature is below 30F for more than 5 minutes. (4) Outdoor fan motor is turned ON. | -13 | 12000 |  | 28000 | 1.71 | 5.88 | 2.0566 | 1.3956
SAMSUNG ELECTRONICS CO., LTD. | SAMSUNG | 8677405 | AR09KSWDHWKX | AR09KSWDHWKN | 12 | 28.1 | 15.8 | Yes | Ductless | Singlezone |  | 2730 | 12600 | 12978 | 0.17 | 0.85 | 0.9 | 4.7064 | 4.3443 | 4.2261 | 2708 | 5600 | 13867 | 0.32 | 0.62881 | 1.79 | 2.4801 | 2.61 | 2.2704 | 2700 | 11088 | 0.38 | 1.81 | 2.0823 |  | 1.7953 | 85.44% | 79.96% |  | N/A | N/A | N/A | N/A
SAMSUNG ELECTRONCS CO., LTD. | SAMSUNG | 8677407 | AR09KSWSJWKX | AR09KSWSJWKN | 10.5 | 23 | 15 | Yes | Ductless | Singlezone |  | 3378 | 12000 | 12360 | 0.19 | 0.88 | 0.93 | 5.2105 | 3.9964 | 3.895 | 3220 | 5600 | 12612 | 0.27 | 0.62881 | 1.62 | 3.4951 | 2.61 | 2.2816 | 3157 | 10560 | 0.3 | 1.71 | 3.0841 |  | 1.8098 | 85.44% | 83.73% |  | N/A | N/A | N/A | N/A
SAMSUNG ELECTRONICS CO., LTD. | SAMSUNG | 9035283 | AR09KSWSPWKX | AR09KSWSPWKN | 10.5 | 23.5 | 14.05 | Yes | Ductless | Singlezone |  | 2730 | 12000 | 12360 | 0.17 | 0.77 | 0.81 | 4.7064 | 4.5673 | 4.472 | 3105 | 6500 | 13990 | 0.27 | 0.8211 | 1.63 | 3.3703 | 2.32 | 2.5154 | 2730 | 12500 | 0.31 | 1.96 | 2.5809 |  | 1.8691 | 101.1% | 89.35% |  | Integrated | 230VAC 150W | Temp. below 0 degrees | -13 | 2184 |  | 10000 | 0.26 | 1.67 | 2.4618 | 1.7549
SAMSUNG ELECTRONICS CO., LTD. | SAMSUNG | 10103172 | AR09MSWXCWKX | AR09MSWXCWKN | 10 | 21 | 14.05 | Yes | Ductless | Singlezone |  | 3000 | 11000 | 11330 | 0.16 | 0.86 | 0.903 | 5.4951 | 3.7486 | 3.6772 | 3310.9091 | 5500 | 10800 | 0.2586 | 0.62476 | 1.4426 | 3.7522 | 2.58 | 2.1941 | 3435.2727 | 9680 | 0.29805 | 1.6116 | 3.3779 |  | 1.7603 | 85.44% | 89.63% |  | N/A | N/A | N/A | N/A
SAMSUNG ELECTRONICS CO., LTD. | SAMSUNG | 8677406 | AR12KSWDHWKX | AR12KSWDHWKN | 11.5 | 26.1 | 14.1 | Yes | Ductless | Singlezone |  | 2730 | 13600 | 14008 | 0.17 | 0.93 | 0.9765 | 4.7064 | 4.2858 | 4.2041 | 2726 | 7800 | 14983 | 0.32 | 0.88603 | 1.92 | 2.4966 | 2.58 | 2.287 | 2724 | 11968 | 0.37 | 1.92 | 2.1576 |  | 1.8268 | 85.44% | 79.88% |  | N/A | N/A | N/A | N/A
SAMSUNG ELECTRONICS CO., LTD. | SAMSUNG | 9035284 | AR12KSWSPWKX | AR12KSWSPWKN | 10 | 21.5 | 12.5 | Yes | Ductless | Singlezone |  | 2730 | 14000 | 14420 | 0.17 | 0.97 | 1.0185 | 4.7064 | 4.2299 | 4.1493 | 3095 | 7500 | 16200 | 0.29 | 0.90454 | 1.9 | 3.1278 | 2.43 | 2.4988 | 2730 | 14200 | 0.33 | 2.25 | 2.4245 |  | 1.8496 | 98.47% | 87.65% |  | Integrated | 230VAC 150W | Temp. below 0 degrees | -13 | 2184 |  | 11360 | 0.26 | 1.67 | 2.4618 | 1.9936
SAMSUNG ELECTRONICS CO., LTD. | SAMSUNG | 8677410 | AR24KSWSJWKX | AR24KSWSJWKN | 10.7 | 21.6 | 12.5 | Yes | Ductless | Singlezone |  | 7506 | 27000 | 27810 | 0.48 | 2.52 | 2.646 | 4.5829 | 3.14 | 3.0802 | 6427 | 17000 | 28182 | 0.49 | 1.8051 | 3.84 | 3.844 | 2.76 | 2.1509 | 5996 | 23760 | 0.49 | 3.89 | 3.5862 |  | 1.7901 | 85.44% | 84.31% |  | N/A | N/A | N/A | N/A
[8 empty] | RXS12LVJU Capacity |  |  |  | RXS12LVJU Power |  |  | RXS12LVJU COP
|  |  |  | Row # | 253 |  | Temp | Min Cap | Rated Cap | Max Cap | House Load | Min Power | Rated Power | Max Power | COP Min Speed | COP Rated Speed | COP Max Speed | COP (HSPF) |  |  | Temp | House Load (DHP Output) | Hours | Total Capacity (kBTU)
|  |  | d | Unit | RXS12LVJU |  | 47 | 4800 | 14400 | 18000 | 1729.9669 | 0.22 | 0.97 | 1.27 | 6.3945 | 4.3509 | 4.1539 | 3.6635 |  |  | 60 | 0 | 800 | 0
|  |  | f | HSPF (Region IV): | 12.5 |  | 17 | 2593 | 7816 | 9780 | 5722.1983 | 0.15 | 0.67 | 0.88 | 5.0664 | 3.419 | 3.2572 | 3.6635 |  |  | 45 | 1996.1157 | 600 | 1197.6694
|  |  | g | SEER | 23 |  | 5 | 2135 |  | 8051 | 7319.0909 | 0.14 |  | 0.84 | 4.4695 |  | 2.8091 | 3.6635 |  |  | 35 | 3326.8595 | 450 | 1497.0868
|  |  | h | EER (@ 95°F) | 12.8 |  | 0 | 1860 |  | 7013 | 7984.4628 | #N/A |  | 0.82 | #N/A |  | 2.5066 | 3.6635 |  |  | 25 | 4657.6033 | 250 | 1164.4008
[21 empty] | 15 | 5988.3471 | 80 | 479.0678
[21 empty] | 5 | 7319.0909 | 25 | 182.9773
[8 empty] | M | N | O | P | Q | R | [7 empty] | -10 | 9315.2066 | 5 | 46.576
[8 empty] | W | X | Y | Z | AA | AB
[8 empty] | AG |  | AI | AJ |  | AL | [8 empty] | -133.0744 | Slope
|  |  |  | Mit: 294 |  |  | AX | AY |  | BA | BB |  | BD | [8 empty] | 7984.4628 | Intercept
Outdoor Model | Rated (47) Cap | Row
RXS24LVJU | 25400 | 245
RXS12LVJU | 14400 | 253
RXS18LVJU | 21600 | 246
RXL09QMVJU | 10942 | 250
3MXS24NMVJU | 24000 | 178
AOU15RLS3H | 18000 | 276
AOU15RLS2H | 16000 | 276
AOU12RLS2 | 16000 | 269
AOU15RLS2 | 16000 | 276
AOU15RLFFH | 18000 | 264
AOU12RLFFH | 18000 | 266
AOU9RLS2 | 12000 | 273
AOU9RLS3 | 12000 | 281
AOU12RLS3H | 16000 | 278
AOU24RLXFZH | 25000 | 181
MUZ-FE18NA | 21600 | 294
MUZ-FH15NA | 18000 | 298
MUZ-FE12NA | 13600 | 295
MUZ-FH12NA | 13600 | 301
MUZ-FH09NA | 10900 | 303
MXZ-3C30NAHZ | 28600 | 191
Note on X328: John Walczyk: Similar to AHRI 210/240, assume over-sizing of 10%